## Coversheet
Mapping and analyses of the current and future (2020 - 2030) heating/cooling fuel deployment (fossil/renewables)
Work package 2: Assessment of the technologies and division of heat production capacities
| Data annex | 2: Heat and cold supply technologies in the industry sector
| Version | 2016-03-15
for publication

## Content
Sector | Heading | Link | Reference year for stock data | Method for stock data collection | Comment
Steam generation | Gas fired steam boiler | Steam boiler, gas | 2012 | Modeling
| Coal fired steam boiler | Steam boiler, coal | 2012 | Modeling
| Oil fired steam boiler | Steam boiler, oil | 2012 | Modeling
| Biomass fired steam boiler | Steam boiler, bio | 2012 | Modeling
| Electricity driven steam boiler | Steam boiler, elec | 2012 | Modeling
| Common techno-ecnomic data for steam boilers | Steam boiler average | n.a. | n.a. | Data availability does not allow distinction of individual steam boiler technologies
Steel production | Blast furnace | Blast furnace | 2014 | Primary data
| Coking Plant | Coking Plant | 2014 | Primary data
| Sinter, Pellets | Sinter and Pellets | 2014 | Primary data
| Steelmaking, secondary metallurgy (BOF, melting furnaces, vacuum degassing, special converter) | Steelmaking, sec.metallurgy | 2014 | Primary data
| Steel Semifinished Products (Caster, Mills) | Steel Semifinished Products | 2014 | Primary data
| Refined Products (coating, annealing, pickling) | Refined Products | 2014 | Primary data
| Electric arc furnace (DC,AC) | Electric arc furnace | 2014 | Primary data
Cement production | Clinker kiln | Clinker kiln | 2012 | Primary data
Glass production | Glass melting furnaces Container | Glass melting Container | 2014 | Primary data
| Glass melting furnaces FLAT-glass | Glass melting flat | 2014 | Primary data
| Glass melting furnaces glass-FIBER | Glass melting Fiber | 2014 | Primary data
| Glass melting furnaces glass-OTHER | Glass melting Other | 2014 | Primary data
Combined heat and power (Autogeneration) | Gas turbine | Gas turbine | n.a. | n.a. | Stock data is available in data file "large CHP" together with district heating CHP
| Internal combustion engine | Internal combustion engine | n.a. | n.a.
| Steam turbine | Steam turbine | n.a. | n.a.
| Combined cycle | Combined cycle | n.a. | n.a.
Cooling | Compression refrigeration | Compression refrigeration | 2013 | Modeling
Legend
Technology stock data: refers to the entire technology stock in one country for the indicated year
Techno-economic data: refers to plants/technology currently on the market
Black figures: Literature / primary data
Blue figures: Estimations based on modeling

## Steam boiler, gas
Gas fired steam boiler
Technology stock data for 2013
| Thermal Capacity [GWth] | Thermal output capacity [GWth] |  |  |  | Age distribution [share of total stock in %] | [6 empty] | Quantity |  |  |  |  | Specific energy consumption [kWh/t] | Thermal efficiency Generation [%] | Thermal efficiency Distribution [%] | Electrical efficiency (CHP) [%] | x | interpolation/ extrapolation
[22 empty] | a | ad hoc calculation
|  | 100-1000 kW | 1-5 MW | 5-25 MW | >25 MW | <10 a | 10-20 a | 20-30 a | 30-40 a | 40-50 a | 50-60 a | >60a |  | 100-1000 kW | 1-5 MW | 5-25 MW | >25 MW |  |  |  |  | s | direct use of the source
Austria | 13.9 | 0.4031 | 1.668 | 5.3237 | 6.5191 | not available | not available | not available | not available | not available | not available | not available | 1800 | 703 | 563 | 358 | 176 |  | 90.08% | 86.1% |  | m | modelling
Belgium | 14.2 | 0.4118 | 1.704 | 5.4386 | 6.6598 | not available | not available | not available | not available | not available | not available | not available | 1800 | 694 | 568 | 361 | 177 |  | 90.08% | 86.1%
Bulgaria | 5.6 | 0.1624 | 0.672 | 2.1448 | 2.6264 | not available | not available | not available | not available | not available | not available | not available | 700 | 268 | 222 | 141 | 69 |  | 90.08% | 86.1%
Croatia | 3.1 | 0.0899 | 0.372 | 1.1873 | 1.4539 | not available | not available | not available | not available | not available | not available | not available | 400 | 155 | 126 | 80 | 39 |  | 90.08% | 86.1%
Cyprus | 0 | 0 | 0 | 0 | 0 | not available | not available | not available | not available | not available | not available | not available | 0 | 0 | 0 | 0 | 0 |  | 90.08% | 86.1%
Czech Republic | 14.2 | 0.4118 | 1.704 | 5.4386 | 6.6598 | not available | not available | not available | not available | not available | not available | not available | 1900 | 780 | 575 | 366 | 179 |  | 90.08% | 86.1%
Denmark | 6.3 | 0.1827 | 0.756 | 2.4129 | 2.9547 | not available | not available | not available | not available | not available | not available | not available | 800 | 298 | 258 | 164 | 80 |  | 90.08% | 86.1%
Estonia | 1.4 | 0.0406 | 0.168 | 0.5362 | 0.6566 | not available | not available | not available | not available | not available | not available | not available | 200 | 74 | 65 | 41 | 20 |  | 90.08% | 86.1%
Finland | 4.7 | 0.1363 | 0.564 | 1.8001 | 2.2043 | not available | not available | not available | not available | not available | not available | not available | 600 | 214 | 198 | 126 | 62 |  | 90.08% | 86.1%
France | 79.8 | 2.3142 | 9.576 | 30.5634 | 37.4262 | not available | not available | not available | not available | not available | not available | not available | 10200 | 3983 | 3191 | 2031 | 995 |  | 90.08% | 86.1%
Germany | 135.7 | 3.9353 | 16.284 | 51.9731 | 63.6433 | not available | not available | not available | not available | not available | not available | not available | 17400 | 6771 | 5456 | 3472 | 1701 |  | 90.08% | 86.1%
Greece | 1.9 | 0.0551 | 0.228 | 0.7277 | 0.8911 | not available | not available | not available | not available | not available | not available | not available | 200 | 75 | 64 | 41 | 20 |  | 90.08% | 86.1%
Hungary | 9.4 | 0.2726 | 1.128 | 3.6002 | 4.4086 | not available | not available | not available | not available | not available | not available | not available | 1200 | 458 | 381 | 242 | 119 |  | 90.08% | 86.1%
Ireland | 3.3 | 0.0957 | 0.396 | 1.2639 | 1.5477 | not available | not available | not available | not available | not available | not available | not available | 400 | 137 | 135 | 86 | 42 |  | 90.08% | 86.1%
Italy | 72.4 | 2.0996 | 8.688 | 27.7292 | 33.9556 | not available | not available | not available | not available | not available | not available | not available | 9100 | 3425 | 2913 | 1854 | 908 |  | 90.08% | 86.1%
Latvia | 0.7 | 0.0203 | 0.084 | 0.2681 | 0.3283 | not available | not available | not available | not available | not available | not available | not available | 80 | 29 | 26 | 17 | 8 |  | 90.08% | 86.1%
Lithuania | 1.2 | 0.0348 | 0.144 | 0.4596 | 0.5628 | not available | not available | not available | not available | not available | not available | not available | 200 | 74 | 65 | 41 | 20 |  | 90.08% | 86.1%
Luxembourg | 1.5 | 0.0435 | 0.18 | 0.5745 | 0.7035 | not available | not available | not available | not available | not available | not available | not available | 200 | 75 | 64 | 41 | 20 |  | 90.08% | 86.1%
Malta | 0 | 0 | 0 | 0 | 0 | not available | not available | not available | not available | not available | not available | not available | 0 | 0 | 0 | 0 | 0 |  | 90.08% | 86.1%
Netherlands | 19.8 | 0.5742 | 2.376 | 7.5834 | 9.2862 | not available | not available | not available | not available | not available | not available | not available | 2600 | 1020 | 811 | 516 | 253 |  | 90.08% | 86.1%
Poland | 26.1 | 0.7569 | 3.132 | 9.9963 | 12.2409 | not available | not available | not available | not available | not available | not available | not available | 3400 | 1352 | 1051 | 669 | 328 |  | 90.08% | 86.1%
Portugal | 8.3 | 0.2407 | 0.996 | 3.1789 | 3.8927 | not available | not available | not available | not available | not available | not available | not available | 1000 | 375 | 321 | 204 | 100 |  | 90.08% | 86.1%
Romania | 15.7 | 0.4553 | 1.884 | 6.0131 | 7.3633 | not available | not available | not available | not available | not available | not available | not available | 2000 | 782 | 625 | 398 | 195 |  | 90.08% | 86.1%
Slovakia | 5.1 | 0.1479 | 0.612 | 1.9533 | 2.3919 | not available | not available | not available | not available | not available | not available | not available | 700 | 287 | 212 | 135 | 66 |  | 90.08% | 86.1%
Slovenia | 2.7 | 0.0783 | 0.324 | 1.0341 | 1.2663 | not available | not available | not available | not available | not available | not available | not available | 300 | 112 | 97 | 61 | 30 |  | 90.08% | 86.1%
Spain | 44.8 | 1.2992 | 5.376 | 17.1584 | 21.0112 | not available | not available | not available | not available | not available | not available | not available | 5700 | 2223 | 1785 | 1136 | 556 |  | 90.08% | 86.1%
Sweden | 3.8 | 0.1102 | 0.456 | 1.4554 | 1.7822 | not available | not available | not available | not available | not available | not available | not available | 500 | 173 | 168 | 107 | 52 |  | 90.08% | 86.1%
United Kingdom | 62.9 | 1.8241 | 7.548 | 24.0907 | 29.5001 | not available | not available | not available | not available | not available | not available | not available | 8000 | 3107 | 2512 | 1598 | 783 |  | 90.08% | 86.1%
Total EU-28 | 558.5 | 16.1965 | 67.02 | 213.9055 | 261.9365 | not available | not available | not available | not available | not available | not available | not available | 71380 | 27644 | 22452 | 14286 | 6998 |  | 90.08% | 86.1%
Norway | [5 empty] | not available | not available | not available | not available | not available | not available | not available | [6 empty] | 0.9008 | 0.861
Switzerland | [5 empty] | not available | not available | not available | not available | not available | not available | not available | [6 empty] | 0.9008 | 0.861
Iceland | [5 empty] | not available | not available | not available | not available | not available | not available | not available | [6 empty] | 0.9008 | 0.861
Total | [5 empty] | not available | not available | not available | not available | not available | not available | not available
Sources
| Capacity [GW] |  |  |  |  | Age distribution [share of total stock in %] | [6 empty] | Quantity [1000] |  |  |  |  | Specific energy consumption [GJ/t] | Thermal efficiency Generation [%] | Thermal efficiency Distribution [%] | Electrical efficiency (CHP) [%]
|  | 251 - 1000 kW | 1001 - 4999 kW | 5k - 25k kW | >25k kW | <10 a | 10-20 a | 20-30 a | 30-40 a | 40-50 a | 50-60 a | >60a |  | 251 - 1000 kW | 1001 - 4999 kW | 5k - 25k kW | >25k kW
Austria | Gentili et al. (2014) + assumptions | Gentili et al. (2014) + assumptions | Gentili et al. (2014) + assumptions | Gentili et al. (2014) + assumptions | >25k kW: Gentili et al. (2014) + assumptions | Gentili et al. (2014) + assumptions | Gentili et al. (2014) + assumptions | Gentili et al. (2014) + assumptions | Gentili et al. (2014) + assumptions | Gentili et al. (2014) + assumptions |  | Derived from Gentili et al. (2014) | Sagelok (2011)
Belgium | Gentili et al. (2014) + assumptions | Gentili et al. (2014) + assumptions | Gentili et al. (2014) + assumptions | Gentili et al. (2014) + assumptions | >25k kW: Gentili et al. (2014) + assumptions | Gentili et al. (2014) + assumptions | Gentili et al. (2014) + assumptions | Gentili et al. (2014) + assumptions | Gentili et al. (2014) + assumptions | Gentili et al. (2014) + assumptions |  | Derived from Gentili et al. (2014) | Sagelok (2011)
Bulgaria | Gentili et al. (2014) + assumptions | Gentili et al. (2014) + assumptions | Gentili et al. (2014) + assumptions | Gentili et al. (2014) + assumptions | >25k kW: Gentili et al. (2014) + assumptions | Gentili et al. (2014) + assumptions | Gentili et al. (2014) + assumptions | Gentili et al. (2014) + assumptions | Gentili et al. (2014) + assumptions | Gentili et al. (2014) + assumptions |  | Derived from Gentili et al. (2014) | Sagelok (2011)
Croatia | Gentili et al. (2014) + assumptions | Gentili et al. (2014) + assumptions | Gentili et al. (2014) + assumptions | Gentili et al. (2014) + assumptions | >25k kW: Gentili et al. (2014) + assumptions | Gentili et al. (2014) + assumptions | Gentili et al. (2014) + assumptions | Gentili et al. (2014) + assumptions | Gentili et al. (2014) + assumptions | Gentili et al. (2014) + assumptions |  | Derived from Gentili et al. (2014) | Sagelok (2011)
Cyprus | Gentili et al. (2014) + assumptions | Gentili et al. (2014) + assumptions | Gentili et al. (2014) + assumptions | Gentili et al. (2014) + assumptions | >25k kW: Gentili et al. (2014) + assumptions | Gentili et al. (2014) + assumptions | Gentili et al. (2014) + assumptions | Gentili et al. (2014) + assumptions | Gentili et al. (2014) + assumptions | Gentili et al. (2014) + assumptions |  | Derived from Gentili et al. (2014) | Sagelok (2011)
Czech Republic | Gentili et al. (2014) + assumptions | Gentili et al. (2014) + assumptions | Gentili et al. (2014) + assumptions | Gentili et al. (2014) + assumptions | >25k kW: Gentili et al. (2014) + assumptions | Gentili et al. (2014) + assumptions | Gentili et al. (2014) + assumptions | Gentili et al. (2014) + assumptions | Gentili et al. (2014) + assumptions | Gentili et al. (2014) + assumptions |  | Derived from Gentili et al. (2014) | Sagelok (2011)
Denmark | Gentili et al. (2014) + assumptions | Gentili et al. (2014) + assumptions | Gentili et al. (2014) + assumptions | Gentili et al. (2014) + assumptions | >25k kW: Gentili et al. (2014) + assumptions | Gentili et al. (2014) + assumptions | Gentili et al. (2014) + assumptions | Gentili et al. (2014) + assumptions | Gentili et al. (2014) + assumptions | Gentili et al. (2014) + assumptions |  | Derived from Gentili et al. (2014) | Sagelok (2011)
Estonia | Gentili et al. (2014) + assumptions | Gentili et al. (2014) + assumptions | Gentili et al. (2014) + assumptions | Gentili et al. (2014) + assumptions | >25k kW: Gentili et al. (2014) + assumptions | Gentili et al. (2014) + assumptions | Gentili et al. (2014) + assumptions | Gentili et al. (2014) + assumptions | Gentili et al. (2014) + assumptions | Gentili et al. (2014) + assumptions |  | Derived from Gentili et al. (2014) | Sagelok (2011)
Finland | Gentili et al. (2014) + assumptions | Gentili et al. (2014) + assumptions | Gentili et al. (2014) + assumptions | Gentili et al. (2014) + assumptions | >25k kW: Gentili et al. (2014) + assumptions | Gentili et al. (2014) + assumptions | Gentili et al. (2014) + assumptions | Gentili et al. (2014) + assumptions | Gentili et al. (2014) + assumptions | Gentili et al. (2014) + assumptions |  | Derived from Gentili et al. (2014) | Sagelok (2011)
France | Gentili et al. (2014) + assumptions | Gentili et al. (2014) + assumptions | Gentili et al. (2014) + assumptions | Gentili et al. (2014) + assumptions | >25k kW: Gentili et al. (2014) + assumptions | Gentili et al. (2014) + assumptions | Gentili et al. (2014) + assumptions | Gentili et al. (2014) + assumptions | Gentili et al. (2014) + assumptions | Gentili et al. (2014) + assumptions |  | Derived from Gentili et al. (2014) | Sagelok (2011)
Germany | Gentili et al. (2014) + assumptions | Gentili et al. (2014) + assumptions | Gentili et al. (2014) + assumptions | Gentili et al. (2014) + assumptions | >25k kW: Gentili et al. (2014) + assumptions | Gentili et al. (2014) + assumptions | Gentili et al. (2014) + assumptions | Gentili et al. (2014) + assumptions | Gentili et al. (2014) + assumptions | Gentili et al. (2014) + assumptions |  | Derived from Gentili et al. (2014) | Sagelok (2011)
Greece | Gentili et al. (2014) + assumptions | Gentili et al. (2014) + assumptions | Gentili et al. (2014) + assumptions | Gentili et al. (2014) + assumptions | >25k kW: Gentili et al. (2014) + assumptions | Gentili et al. (2014) + assumptions | Gentili et al. (2014) + assumptions | Gentili et al. (2014) + assumptions | Gentili et al. (2014) + assumptions | Gentili et al. (2014) + assumptions |  | Derived from Gentili et al. (2014) | Sagelok (2011)
Hungary | Gentili et al. (2014) + assumptions | Gentili et al. (2014) + assumptions | Gentili et al. (2014) + assumptions | Gentili et al. (2014) + assumptions | >25k kW: Gentili et al. (2014) + assumptions | Gentili et al. (2014) + assumptions | Gentili et al. (2014) + assumptions | Gentili et al. (2014) + assumptions | Gentili et al. (2014) + assumptions | Gentili et al. (2014) + assumptions |  | Derived from Gentili et al. (2014) | Sagelok (2011)
Ireland | Gentili et al. (2014) + assumptions | Gentili et al. (2014) + assumptions | Gentili et al. (2014) + assumptions | Gentili et al. (2014) + assumptions | >25k kW: Gentili et al. (2014) + assumptions | Gentili et al. (2014) + assumptions | Gentili et al. (2014) + assumptions | Gentili et al. (2014) + assumptions | Gentili et al. (2014) + assumptions | Gentili et al. (2014) + assumptions |  | Derived from Gentili et al. (2014) | Sagelok (2011)
Italy | Gentili et al. (2014) + assumptions | Gentili et al. (2014) + assumptions | Gentili et al. (2014) + assumptions | Gentili et al. (2014) + assumptions | >25k kW: Gentili et al. (2014) + assumptions | Gentili et al. (2014) + assumptions | Gentili et al. (2014) + assumptions | Gentili et al. (2014) + assumptions | Gentili et al. (2014) + assumptions | Gentili et al. (2014) + assumptions |  | Derived from Gentili et al. (2014) | Sagelok (2011)
Latvia | Gentili et al. (2014) + assumptions | Gentili et al. (2014) + assumptions | Gentili et al. (2014) + assumptions | Gentili et al. (2014) + assumptions | >25k kW: Gentili et al. (2014) + assumptions | Gentili et al. (2014) + assumptions | Gentili et al. (2014) + assumptions | Gentili et al. (2014) + assumptions | Gentili et al. (2014) + assumptions | Gentili et al. (2014) + assumptions |  | Derived from Gentili et al. (2014) | Sagelok (2011)
Lithuania | Gentili et al. (2014) + assumptions | Gentili et al. (2014) + assumptions | Gentili et al. (2014) + assumptions | Gentili et al. (2014) + assumptions | >25k kW: Gentili et al. (2014) + assumptions | Gentili et al. (2014) + assumptions | Gentili et al. (2014) + assumptions | Gentili et al. (2014) + assumptions | Gentili et al. (2014) + assumptions | Gentili et al. (2014) + assumptions |  | Derived from Gentili et al. (2014) | Sagelok (2011)
Luxembourg | Gentili et al. (2014) + assumptions | Gentili et al. (2014) + assumptions | Gentili et al. (2014) + assumptions | Gentili et al. (2014) + assumptions | >25k kW: Gentili et al. (2014) + assumptions | Gentili et al. (2014) + assumptions | Gentili et al. (2014) + assumptions | Gentili et al. (2014) + assumptions | Gentili et al. (2014) + assumptions | Gentili et al. (2014) + assumptions |  | Derived from Gentili et al. (2014) | Sagelok (2011)
Malta | Gentili et al. (2014) + assumptions | Gentili et al. (2014) + assumptions | Gentili et al. (2014) + assumptions | Gentili et al. (2014) + assumptions | >25k kW: Gentili et al. (2014) + assumptions | Gentili et al. (2014) + assumptions | Gentili et al. (2014) + assumptions | Gentili et al. (2014) + assumptions | Gentili et al. (2014) + assumptions | Gentili et al. (2014) + assumptions |  | Derived from Gentili et al. (2014) | Sagelok (2011)
Netherlands | Gentili et al. (2014) + assumptions | Gentili et al. (2014) + assumptions | Gentili et al. (2014) + assumptions | Gentili et al. (2014) + assumptions | >25k kW: Gentili et al. (2014) + assumptions | Gentili et al. (2014) + assumptions | Gentili et al. (2014) + assumptions | Gentili et al. (2014) + assumptions | Gentili et al. (2014) + assumptions | Gentili et al. (2014) + assumptions |  | Derived from Gentili et al. (2014) | Sagelok (2011)
Poland | Gentili et al. (2014) + assumptions | Gentili et al. (2014) + assumptions | Gentili et al. (2014) + assumptions | Gentili et al. (2014) + assumptions | >25k kW: Gentili et al. (2014) + assumptions | Gentili et al. (2014) + assumptions | Gentili et al. (2014) + assumptions | Gentili et al. (2014) + assumptions | Gentili et al. (2014) + assumptions | Gentili et al. (2014) + assumptions |  | Derived from Gentili et al. (2014) | Sagelok (2011)
Portugal | Gentili et al. (2014) + assumptions | Gentili et al. (2014) + assumptions | Gentili et al. (2014) + assumptions | Gentili et al. (2014) + assumptions | >25k kW: Gentili et al. (2014) + assumptions | Gentili et al. (2014) + assumptions | Gentili et al. (2014) + assumptions | Gentili et al. (2014) + assumptions | Gentili et al. (2014) + assumptions | Gentili et al. (2014) + assumptions |  | Derived from Gentili et al. (2014) | Sagelok (2011)
Romania | Gentili et al. (2014) + assumptions | Gentili et al. (2014) + assumptions | Gentili et al. (2014) + assumptions | Gentili et al. (2014) + assumptions | >25k kW: Gentili et al. (2014) + assumptions | Gentili et al. (2014) + assumptions | Gentili et al. (2014) + assumptions | Gentili et al. (2014) + assumptions | Gentili et al. (2014) + assumptions | Gentili et al. (2014) + assumptions |  | Derived from Gentili et al. (2014) | Sagelok (2011)
Slovakia | Gentili et al. (2014) + assumptions | Gentili et al. (2014) + assumptions | Gentili et al. (2014) + assumptions | Gentili et al. (2014) + assumptions | >25k kW: Gentili et al. (2014) + assumptions | Gentili et al. (2014) + assumptions | Gentili et al. (2014) + assumptions | Gentili et al. (2014) + assumptions | Gentili et al. (2014) + assumptions | Gentili et al. (2014) + assumptions |  | Derived from Gentili et al. (2014) | Sagelok (2011)
Slovenia | Gentili et al. (2014) + assumptions | Gentili et al. (2014) + assumptions | Gentili et al. (2014) + assumptions | Gentili et al. (2014) + assumptions | >25k kW: Gentili et al. (2014) + assumptions | Gentili et al. (2014) + assumptions | Gentili et al. (2014) + assumptions | Gentili et al. (2014) + assumptions | Gentili et al. (2014) + assumptions | Gentili et al. (2014) + assumptions |  | Derived from Gentili et al. (2014) | Sagelok (2011)
Spain | Gentili et al. (2014) + assumptions | Gentili et al. (2014) + assumptions | Gentili et al. (2014) + assumptions | Gentili et al. (2014) + assumptions | >25k kW: Gentili et al. (2014) + assumptions | Gentili et al. (2014) + assumptions | Gentili et al. (2014) + assumptions | Gentili et al. (2014) + assumptions | Gentili et al. (2014) + assumptions | Gentili et al. (2014) + assumptions |  | Derived from Gentili et al. (2014) | Sagelok (2011)
Sweden | Gentili et al. (2014) + assumptions | Gentili et al. (2014) + assumptions | Gentili et al. (2014) + assumptions | Gentili et al. (2014) + assumptions | >25k kW: Gentili et al. (2014) + assumptions | Gentili et al. (2014) + assumptions | Gentili et al. (2014) + assumptions | Gentili et al. (2014) + assumptions | Gentili et al. (2014) + assumptions | Gentili et al. (2014) + assumptions |  | Derived from Gentili et al. (2014) | Sagelok (2011)
United Kingdom | Gentili et al. (2014) + assumptions | Gentili et al. (2014) + assumptions | Gentili et al. (2014) + assumptions | Gentili et al. (2014) + assumptions | >25k kW: Gentili et al. (2014) + assumptions | Gentili et al. (2014) + assumptions | Gentili et al. (2014) + assumptions | Gentili et al. (2014) + assumptions | Gentili et al. (2014) + assumptions | Gentili et al. (2014) + assumptions |  | Derived from Gentili et al. (2014) | Sagelok (2011)
Norway
Switzerland
Iceland
Note on S3: Tobias Fleiter: Refers to average SEC in entire technology stock
Note on C5: Note size class
Note on O5: Note size class

## Steam boiler, coal
Coal fired steam boiler
Technology stock data for 2013
| Thermal Capacity [GWth] | Thermal output capacity [GWth] |  |  |  | Age distribution [share of total stock in %] | [6 empty] | Quantity |  |  |  |  | Specific energy consumption [kWh/t] | Thermal efficiency Generation [%] | Thermal efficiency Distribution [%] | Electrical efficiency (CHP) [%] | x | interpolation/ extrapolation
[22 empty] | a | ad hoc calculation
|  | 100-1000 kW | 1-5 MW | 5-25 MW | >25 MW | <10 a | 10-20 a | 20-30 a | 30-40 a | 40-50 a | 50-60 a | >60a |  | 100-1000 kW | 1-5 MW | 5-25 MW | >25 MW |  |  |  |  | s | direct use of the source
Austria | 0.8 | 0.0232 | 0.096 | 0.3064 | 0.3752 | not available | not available | not available | not available | not available | not available | not available | 60 | 0 | 30 | 20 | 10 |  | 90.08% | 86.1% |  | m | modelling
Belgium | 0.8 | 0.0232 | 0.096 | 0.3064 | 0.3752 | not available | not available | not available | not available | not available | not available | not available | 60 | 0 | 30 | 20 | 10 |  | 90.08% | 86.1%
Bulgaria | 0.2 | 0.0058 | 0.024 | 0.0766 | 0.0938 | not available | not available | not available | not available | not available | not available | not available | 10 | 0 | 5 | 3 | 2 |  | 90.08% | 86.1%
Croatia | 0 | 0 | 0 | 0 | 0 | not available | not available | not available | not available | not available | not available | not available | 0 | 0 | 0 | 0 | 0 |  | 90.08% | 86.1%
Cyprus | 0 | 0 | 0 | 0 | 0 | not available | not available | not available | not available | not available | not available | not available | 0 | 0 | 0 | 0 | 0 |  | 90.08% | 86.1%
Czech Republic | 2.3 | 0.0667 | 0.276 | 0.8809 | 1.0787 | not available | not available | not available | not available | not available | not available | not available | 200 | 0 | 103 | 65 | 32 |  | 90.08% | 86.1%
Denmark | 0 | 0 | 0 | 0 | 0 | not available | not available | not available | not available | not available | not available | not available | 0 | 0 | 0 | 0 | 0 |  | 90.08% | 86.1%
Estonia | 0 | 0 | 0 | 0 | 0 | not available | not available | not available | not available | not available | not available | not available | 0 | 0 | 0 | 0 | 0 |  | 90.08% | 86.1%
Finland | 0.3 | 0.0087 | 0.036 | 0.1149 | 0.1407 | not available | not available | not available | not available | not available | not available | not available | 20 | 0 | 10 | 7 | 3 |  | 90.08% | 86.1%
France | 4.9 | 0.1421 | 0.588 | 1.8767 | 2.2981 | not available | not available | not available | not available | not available | not available | not available | 400 | 0 | 205 | 131 | 64 |  | 90.08% | 86.1%
Germany | 9.2 | 0.2668 | 1.104 | 3.5236 | 4.3148 | not available | not available | not available | not available | not available | not available | not available | 700 | 0 | 359 | 229 | 112 |  | 90.08% | 86.1%
Greece | 0 | 0 | 0 | 0 | 0 | not available | not available | not available | not available | not available | not available | not available | 0 | 0 | 0 | 0 | 0 |  | 90.08% | 86.1%
Hungary | 0.3 | 0.0087 | 0.036 | 0.1149 | 0.1407 | not available | not available | not available | not available | not available | not available | not available | 20 | 0 | 10 | 7 | 3 |  | 90.08% | 86.1%
Ireland | 0 | 0 | 0 | 0 | 0 | not available | not available | not available | not available | not available | not available | not available | 0 | 0 | 0 | 0 | 0 |  | 90.08% | 86.1%
Italy | 5.4 | 0.1566 | 0.648 | 2.0682 | 2.5326 | not available | not available | not available | not available | not available | not available | not available | 400 | 0 | 205 | 131 | 64 |  | 90.08% | 86.1%
Latvia | 0 | 0 | 0 | 0 | 0 | not available | not available | not available | not available | not available | not available | not available | 0 | 0 | 0 | 0 | 0 |  | 90.08% | 86.1%
Lithuania | 0 | 0 | 0 | 0 | 0 | not available | not available | not available | not available | not available | not available | not available | 0 | 0 | 0 | 0 | 0 |  | 90.08% | 86.1%
Luxembourg | 0 | 0 | 0 | 0 | 0 | not available | not available | not available | not available | not available | not available | not available | 0 | 0 | 0 | 0 | 0 |  | 90.08% | 86.1%
Malta | 0 | 0 | 0 | 0 | 0 | not available | not available | not available | not available | not available | not available | not available | 0 | 0 | 0 | 0 | 0 |  | 90.08% | 86.1%
Netherlands | 0.8 | 0.0232 | 0.096 | 0.3064 | 0.3752 | not available | not available | not available | not available | not available | not available | not available | 70 | 0 | 36 | 23 | 11 |  | 90.08% | 86.1%
Poland | 3.4 | 0.0986 | 0.408 | 1.3022 | 1.5946 | not available | not available | not available | not available | not available | not available | not available | 300 | 0 | 154 | 98 | 48 |  | 90.08% | 86.1%
Portugal | 0 | 0 | 0 | 0 | 0 | not available | not available | not available | not available | not available | not available | not available | 0 | 0 | 0 | 0 | 0 |  | 90.08% | 86.1%
Romania | 0.6 | 0.0174 | 0.072 | 0.2298 | 0.2814 | not available | not available | not available | not available | not available | not available | not available | 50 | 0 | 26 | 16 | 8 |  | 90.08% | 86.1%
Slovakia | 0.7 | 0.0203 | 0.084 | 0.2681 | 0.3283 | not available | not available | not available | not available | not available | not available | not available | 50 | 0 | 26 | 16 | 8 |  | 90.08% | 86.1%
Slovenia | 0 | 0 | 0 | 0 | 0 | not available | not available | not available | not available | not available | not available | not available | 0 | 0 | 0 | 0 | 0 |  | 90.08% | 86.1%
Spain | 1.2 | 0.0348 | 0.144 | 0.4596 | 0.5628 | not available | not available | not available | not available | not available | not available | not available | 100 | 0 | 51 | 33 | 16 |  | 90.08% | 86.1%
Sweden | 1.1 | 0.0319 | 0.132 | 0.4213 | 0.5159 | not available | not available | not available | not available | not available | not available | not available | 90 | 0 | 47 | 29 | 14 |  | 90.08% | 86.1%
United Kingdom | 7.6 | 0.2204 | 0.912 | 2.9108 | 3.5644 | not available | not available | not available | not available | not available | not available | not available | 600 | 0 | 308 | 196 | 96 |  | 90.08% | 86.1%
Total EU-28 | 39.6 | 1.1484 | 4.752 | 15.1668 | 18.5724 | not available | not available | not available | not available | not available | not available | not available | 3130 | 0 | 1605 | 1024 | 501 |  | 90.08% | 86.1%
Norway | [5 empty] | not available | not available | not available | not available | not available | not available | not available | [6 empty] | 0.9008 | 0.861
Switzerland | [5 empty] | not available | not available | not available | not available | not available | not available | not available | [6 empty] | 0.9008 | 0.861
Iceland | [5 empty] | not available | not available | not available | not available | not available | not available | not available | [6 empty] | 0.9008 | 0.861
Total
Sources
| Capacity [GW] |  |  |  |  | Age distribution [share of total stock in %] | [6 empty] | Quantity [1000] |  |  |  |  | Specific energy consumption [GJ/t] | Thermal efficiency Generation [%] | Thermal efficiency Distribution [%] | Electrical efficiency (CHP) [%]
|  | 251 - 1000 kW | 1001 - 4999 kW | 5k - 25k kW | >25k kW | <10 a | 10-20 a | 20-30 a | 30-40 a | 40-50 a | 50-60 a | >60a |  | 251 - 1000 kW | 1001 - 4999 kW | 5k - 25k kW | >25k kW
Austria | Gentili et al. (2014) + assumptions | Gentili et al. (2014) + assumptions | Gentili et al. (2014) + assumptions | Gentili et al. (2014) + assumptions | >25k kW: Gentili et al. (2014) + assumptions | Gentili et al. (2014) + assumptions | Gentili et al. (2014) + assumptions | Gentili et al. (2014) + assumptions | Gentili et al. (2014) + assumptions | Gentili et al. (2014) + assumptions |  | Derived from Gentili et al. (2014) | Sagelok (2011)
Belgium | Gentili et al. (2014) + assumptions | Gentili et al. (2014) + assumptions | Gentili et al. (2014) + assumptions | Gentili et al. (2014) + assumptions | >25k kW: Gentili et al. (2014) + assumptions | Gentili et al. (2014) + assumptions | Gentili et al. (2014) + assumptions | Gentili et al. (2014) + assumptions | Gentili et al. (2014) + assumptions | Gentili et al. (2014) + assumptions |  | Derived from Gentili et al. (2014) | Sagelok (2011)
Bulgaria | Gentili et al. (2014) + assumptions | Gentili et al. (2014) + assumptions | Gentili et al. (2014) + assumptions | Gentili et al. (2014) + assumptions | >25k kW: Gentili et al. (2014) + assumptions | Gentili et al. (2014) + assumptions | Gentili et al. (2014) + assumptions | Gentili et al. (2014) + assumptions | Gentili et al. (2014) + assumptions | Gentili et al. (2014) + assumptions |  | Derived from Gentili et al. (2014) | Sagelok (2011)
Croatia | Gentili et al. (2014) + assumptions | Gentili et al. (2014) + assumptions | Gentili et al. (2014) + assumptions | Gentili et al. (2014) + assumptions | >25k kW: Gentili et al. (2014) + assumptions | Gentili et al. (2014) + assumptions | Gentili et al. (2014) + assumptions | Gentili et al. (2014) + assumptions | Gentili et al. (2014) + assumptions | Gentili et al. (2014) + assumptions |  | Derived from Gentili et al. (2014) | Sagelok (2011)
Cyprus | Gentili et al. (2014) + assumptions | Gentili et al. (2014) + assumptions | Gentili et al. (2014) + assumptions | Gentili et al. (2014) + assumptions | >25k kW: Gentili et al. (2014) + assumptions | Gentili et al. (2014) + assumptions | Gentili et al. (2014) + assumptions | Gentili et al. (2014) + assumptions | Gentili et al. (2014) + assumptions | Gentili et al. (2014) + assumptions |  | Derived from Gentili et al. (2014) | Sagelok (2011)
Czech Republic | Gentili et al. (2014) + assumptions | Gentili et al. (2014) + assumptions | Gentili et al. (2014) + assumptions | Gentili et al. (2014) + assumptions | >25k kW: Gentili et al. (2014) + assumptions | Gentili et al. (2014) + assumptions | Gentili et al. (2014) + assumptions | Gentili et al. (2014) + assumptions | Gentili et al. (2014) + assumptions | Gentili et al. (2014) + assumptions |  | Derived from Gentili et al. (2014) | Sagelok (2011)
Denmark | Gentili et al. (2014) + assumptions | Gentili et al. (2014) + assumptions | Gentili et al. (2014) + assumptions | Gentili et al. (2014) + assumptions | >25k kW: Gentili et al. (2014) + assumptions | Gentili et al. (2014) + assumptions | Gentili et al. (2014) + assumptions | Gentili et al. (2014) + assumptions | Gentili et al. (2014) + assumptions | Gentili et al. (2014) + assumptions |  | Derived from Gentili et al. (2014) | Sagelok (2011)
Estonia | Gentili et al. (2014) + assumptions | Gentili et al. (2014) + assumptions | Gentili et al. (2014) + assumptions | Gentili et al. (2014) + assumptions | >25k kW: Gentili et al. (2014) + assumptions | Gentili et al. (2014) + assumptions | Gentili et al. (2014) + assumptions | Gentili et al. (2014) + assumptions | Gentili et al. (2014) + assumptions | Gentili et al. (2014) + assumptions |  | Derived from Gentili et al. (2014) | Sagelok (2011)
Finland | Gentili et al. (2014) + assumptions | Gentili et al. (2014) + assumptions | Gentili et al. (2014) + assumptions | Gentili et al. (2014) + assumptions | >25k kW: Gentili et al. (2014) + assumptions | Gentili et al. (2014) + assumptions | Gentili et al. (2014) + assumptions | Gentili et al. (2014) + assumptions | Gentili et al. (2014) + assumptions | Gentili et al. (2014) + assumptions |  | Derived from Gentili et al. (2014) | Sagelok (2011)
France | Gentili et al. (2014) + assumptions | Gentili et al. (2014) + assumptions | Gentili et al. (2014) + assumptions | Gentili et al. (2014) + assumptions | >25k kW: Gentili et al. (2014) + assumptions | Gentili et al. (2014) + assumptions | Gentili et al. (2014) + assumptions | Gentili et al. (2014) + assumptions | Gentili et al. (2014) + assumptions | Gentili et al. (2014) + assumptions |  | Derived from Gentili et al. (2014) | Sagelok (2011)
Germany | Gentili et al. (2014) + assumptions | Gentili et al. (2014) + assumptions | Gentili et al. (2014) + assumptions | Gentili et al. (2014) + assumptions | >25k kW: Gentili et al. (2014) + assumptions | Gentili et al. (2014) + assumptions | Gentili et al. (2014) + assumptions | Gentili et al. (2014) + assumptions | Gentili et al. (2014) + assumptions | Gentili et al. (2014) + assumptions |  | Derived from Gentili et al. (2014) | Sagelok (2011)
Greece | Gentili et al. (2014) + assumptions | Gentili et al. (2014) + assumptions | Gentili et al. (2014) + assumptions | Gentili et al. (2014) + assumptions | >25k kW: Gentili et al. (2014) + assumptions | Gentili et al. (2014) + assumptions | Gentili et al. (2014) + assumptions | Gentili et al. (2014) + assumptions | Gentili et al. (2014) + assumptions | Gentili et al. (2014) + assumptions |  | Derived from Gentili et al. (2014) | Sagelok (2011)
Hungary | Gentili et al. (2014) + assumptions | Gentili et al. (2014) + assumptions | Gentili et al. (2014) + assumptions | Gentili et al. (2014) + assumptions | >25k kW: Gentili et al. (2014) + assumptions | Gentili et al. (2014) + assumptions | Gentili et al. (2014) + assumptions | Gentili et al. (2014) + assumptions | Gentili et al. (2014) + assumptions | Gentili et al. (2014) + assumptions |  | Derived from Gentili et al. (2014) | Sagelok (2011)
Ireland | Gentili et al. (2014) + assumptions | Gentili et al. (2014) + assumptions | Gentili et al. (2014) + assumptions | Gentili et al. (2014) + assumptions | >25k kW: Gentili et al. (2014) + assumptions | Gentili et al. (2014) + assumptions | Gentili et al. (2014) + assumptions | Gentili et al. (2014) + assumptions | Gentili et al. (2014) + assumptions | Gentili et al. (2014) + assumptions |  | Derived from Gentili et al. (2014) | Sagelok (2011)
Italy | Gentili et al. (2014) + assumptions | Gentili et al. (2014) + assumptions | Gentili et al. (2014) + assumptions | Gentili et al. (2014) + assumptions | >25k kW: Gentili et al. (2014) + assumptions | Gentili et al. (2014) + assumptions | Gentili et al. (2014) + assumptions | Gentili et al. (2014) + assumptions | Gentili et al. (2014) + assumptions | Gentili et al. (2014) + assumptions |  | Derived from Gentili et al. (2014) | Sagelok (2011)
Latvia | Gentili et al. (2014) + assumptions | Gentili et al. (2014) + assumptions | Gentili et al. (2014) + assumptions | Gentili et al. (2014) + assumptions | >25k kW: Gentili et al. (2014) + assumptions | Gentili et al. (2014) + assumptions | Gentili et al. (2014) + assumptions | Gentili et al. (2014) + assumptions | Gentili et al. (2014) + assumptions | Gentili et al. (2014) + assumptions |  | Derived from Gentili et al. (2014) | Sagelok (2011)
Lithuania | Gentili et al. (2014) + assumptions | Gentili et al. (2014) + assumptions | Gentili et al. (2014) + assumptions | Gentili et al. (2014) + assumptions | >25k kW: Gentili et al. (2014) + assumptions | Gentili et al. (2014) + assumptions | Gentili et al. (2014) + assumptions | Gentili et al. (2014) + assumptions | Gentili et al. (2014) + assumptions | Gentili et al. (2014) + assumptions |  | Derived from Gentili et al. (2014) | Sagelok (2011)
Luxembourg | Gentili et al. (2014) + assumptions | Gentili et al. (2014) + assumptions | Gentili et al. (2014) + assumptions | Gentili et al. (2014) + assumptions | >25k kW: Gentili et al. (2014) + assumptions | Gentili et al. (2014) + assumptions | Gentili et al. (2014) + assumptions | Gentili et al. (2014) + assumptions | Gentili et al. (2014) + assumptions | Gentili et al. (2014) + assumptions |  | Derived from Gentili et al. (2014) | Sagelok (2011)
Malta | Gentili et al. (2014) + assumptions | Gentili et al. (2014) + assumptions | Gentili et al. (2014) + assumptions | Gentili et al. (2014) + assumptions | >25k kW: Gentili et al. (2014) + assumptions | Gentili et al. (2014) + assumptions | Gentili et al. (2014) + assumptions | Gentili et al. (2014) + assumptions | Gentili et al. (2014) + assumptions | Gentili et al. (2014) + assumptions |  | Derived from Gentili et al. (2014) | Sagelok (2011)
Netherlands | Gentili et al. (2014) + assumptions | Gentili et al. (2014) + assumptions | Gentili et al. (2014) + assumptions | Gentili et al. (2014) + assumptions | >25k kW: Gentili et al. (2014) + assumptions | Gentili et al. (2014) + assumptions | Gentili et al. (2014) + assumptions | Gentili et al. (2014) + assumptions | Gentili et al. (2014) + assumptions | Gentili et al. (2014) + assumptions |  | Derived from Gentili et al. (2014) | Sagelok (2011)
Poland | Gentili et al. (2014) + assumptions | Gentili et al. (2014) + assumptions | Gentili et al. (2014) + assumptions | Gentili et al. (2014) + assumptions | >25k kW: Gentili et al. (2014) + assumptions | Gentili et al. (2014) + assumptions | Gentili et al. (2014) + assumptions | Gentili et al. (2014) + assumptions | Gentili et al. (2014) + assumptions | Gentili et al. (2014) + assumptions |  | Derived from Gentili et al. (2014) | Sagelok (2011)
Portugal | Gentili et al. (2014) + assumptions | Gentili et al. (2014) + assumptions | Gentili et al. (2014) + assumptions | Gentili et al. (2014) + assumptions | >25k kW: Gentili et al. (2014) + assumptions | Gentili et al. (2014) + assumptions | Gentili et al. (2014) + assumptions | Gentili et al. (2014) + assumptions | Gentili et al. (2014) + assumptions | Gentili et al. (2014) + assumptions |  | Derived from Gentili et al. (2014) | Sagelok (2011)
Romania | Gentili et al. (2014) + assumptions | Gentili et al. (2014) + assumptions | Gentili et al. (2014) + assumptions | Gentili et al. (2014) + assumptions | >25k kW: Gentili et al. (2014) + assumptions | Gentili et al. (2014) + assumptions | Gentili et al. (2014) + assumptions | Gentili et al. (2014) + assumptions | Gentili et al. (2014) + assumptions | Gentili et al. (2014) + assumptions |  | Derived from Gentili et al. (2014) | Sagelok (2011)
Slovakia | Gentili et al. (2014) + assumptions | Gentili et al. (2014) + assumptions | Gentili et al. (2014) + assumptions | Gentili et al. (2014) + assumptions | >25k kW: Gentili et al. (2014) + assumptions | Gentili et al. (2014) + assumptions | Gentili et al. (2014) + assumptions | Gentili et al. (2014) + assumptions | Gentili et al. (2014) + assumptions | Gentili et al. (2014) + assumptions |  | Derived from Gentili et al. (2014) | Sagelok (2011)
Slovenia | Gentili et al. (2014) + assumptions | Gentili et al. (2014) + assumptions | Gentili et al. (2014) + assumptions | Gentili et al. (2014) + assumptions | >25k kW: Gentili et al. (2014) + assumptions | Gentili et al. (2014) + assumptions | Gentili et al. (2014) + assumptions | Gentili et al. (2014) + assumptions | Gentili et al. (2014) + assumptions | Gentili et al. (2014) + assumptions |  | Derived from Gentili et al. (2014) | Sagelok (2011)
Spain | Gentili et al. (2014) + assumptions | Gentili et al. (2014) + assumptions | Gentili et al. (2014) + assumptions | Gentili et al. (2014) + assumptions | >25k kW: Gentili et al. (2014) + assumptions | Gentili et al. (2014) + assumptions | Gentili et al. (2014) + assumptions | Gentili et al. (2014) + assumptions | Gentili et al. (2014) + assumptions | Gentili et al. (2014) + assumptions |  | Derived from Gentili et al. (2014) | Sagelok (2011)
Sweden | Gentili et al. (2014) + assumptions | Gentili et al. (2014) + assumptions | Gentili et al. (2014) + assumptions | Gentili et al. (2014) + assumptions | >25k kW: Gentili et al. (2014) + assumptions | Gentili et al. (2014) + assumptions | Gentili et al. (2014) + assumptions | Gentili et al. (2014) + assumptions | Gentili et al. (2014) + assumptions | Gentili et al. (2014) + assumptions |  | Derived from Gentili et al. (2014) | Sagelok (2011)
United Kingdom | Gentili et al. (2014) + assumptions | Gentili et al. (2014) + assumptions | Gentili et al. (2014) + assumptions | Gentili et al. (2014) + assumptions | >25k kW: Gentili et al. (2014) + assumptions | Gentili et al. (2014) + assumptions | Gentili et al. (2014) + assumptions | Gentili et al. (2014) + assumptions | Gentili et al. (2014) + assumptions | Gentili et al. (2014) + assumptions |  | Derived from Gentili et al. (2014) | Sagelok (2011)
Norway
Switzerland
Iceland
Note on S3: Tobias Fleiter: Refers to average SEC in entire technology stock
Note on C5: Note size class
Note on O5: Note size class

## Steam boiler, oil
Oil fired steam boiler
Technology stock data for 2013
| Thermal Capacity [GWth] | Thermal output capacity [GWth] |  |  |  | Age distribution [share of total stock in %] | [6 empty] | Quantity |  |  |  |  | Specific energy consumption [kWh/t] | Thermal efficiency Generation [%] | Thermal efficiency Distribution [%] | Electrical efficiency (CHP) [%] | x | interpolation/ extrapolation
[22 empty] | a | ad hoc calculation
|  | 100-1000 kW | 1-5 MW | 5-25 MW | >25 MW | <10 a | 10-20 a | 20-30 a | 30-40 a | 40-50 a | 50-60 a | >60a |  | 100-1000 kW | 1-5 MW | 5-25 MW | >25 MW |  |  |  |  | s | direct use of the source
Austria | 1.2 | 0.0348 | 0.144 | 0.4596 | 0.5628 | not available | not available | not available | not available | not available | not available | not available | 200 | 81 | 61 | 39 | 19 |  | 90.08% | 86.1% |  | m | modelling
Belgium | 1.8 | 0.0522 | 0.216 | 0.6894 | 0.8442 | not available | not available | not available | not available | not available | not available | not available | 200 | 80 | 62 | 39 | 19 |  | 90.08% | 86.1%
Bulgaria | 1.4 | 0.0406 | 0.168 | 0.5362 | 0.6566 | not available | not available | not available | not available | not available | not available | not available | 200 | 80 | 62 | 39 | 19 |  | 90.08% | 86.1%
Croatia | 1.1 | 0.0319 | 0.132 | 0.4213 | 0.5159 | not available | not available | not available | not available | not available | not available | not available | 100 | 39 | 31 | 20 | 10 |  | 90.08% | 86.1%
Cyprus | 0.7 | 0.0203 | 0.084 | 0.2681 | 0.3283 | not available | not available | not available | not available | not available | not available | not available | 70 | 12 | 30 | 19 | 9 |  | 90.08% | 86.1%
Czech Republic | 0.7 | 0.0203 | 0.084 | 0.2681 | 0.3283 | not available | not available | not available | not available | not available | not available | not available | 90 | 38 | 27 | 17 | 8 |  | 90.08% | 86.1%
Denmark | 3.1 | 0.0899 | 0.372 | 1.1873 | 1.4539 | not available | not available | not available | not available | not available | not available | not available | 400 | 155 | 126 | 80 | 39 |  | 90.08% | 86.1%
Estonia | 0 | 0 | 0 | 0 | 0 | not available | not available | not available | not available | not available | not available | not available | 0 | 0 | 0 | 0 | 0 |  | 90.08% | 86.1%
Finland | 1.5 | 0.0435 | 0.18 | 0.5745 | 0.7035 | not available | not available | not available | not available | not available | not available | not available | 200 | 74 | 65 | 41 | 20 |  | 90.08% | 86.1%
France | 8.8 | 0.2552 | 1.056 | 3.3704 | 4.1272 | not available | not available | not available | not available | not available | not available | not available | 1200 | 485 | 367 | 234 | 114 |  | 90.08% | 86.1%
Germany | 20.3 | 0.5887 | 2.436 | 7.7749 | 9.5207 | not available | not available | not available | not available | not available | not available | not available | 2700 | 1087 | 828 | 527 | 258 |  | 90.08% | 86.1%
Greece | 8 | 0.232 | 0.96 | 3.064 | 3.752 | not available | not available | not available | not available | not available | not available | not available | 1000 | 387 | 315 | 200 | 98 |  | 90.08% | 86.1%
Hungary | 1.4 | 0.0406 | 0.168 | 0.5362 | 0.6566 | not available | not available | not available | not available | not available | not available | not available | 200 | 79 | 62 | 40 | 19 |  | 90.08% | 86.1%
Ireland | 2.1 | 0.0609 | 0.252 | 0.8043 | 0.9849 | not available | not available | not available | not available | not available | not available | not available | 300 | 106 | 100 | 63 | 31 |  | 90.08% | 86.1%
Italy | 20.2 | 0.5858 | 2.424 | 7.7366 | 9.4738 | not available | not available | not available | not available | not available | not available | not available | 2600 | 1013 | 815 | 518 | 254 |  | 90.08% | 86.1%
Latvia | 0.1 | 0.0029 | 0.012 | 0.0383 | 0.0469 | not available | not available | not available | not available | not available | not available | not available | 10 | 4 | 3 | 2 | 1 |  | 90.08% | 86.1%
Lithuania | 1.8 | 0.0522 | 0.216 | 0.6894 | 0.8442 | not available | not available | not available | not available | not available | not available | not available | 200 | 77 | 63 | 40 | 20 |  | 90.08% | 86.1%
Luxembourg | 0 | 0 | 0 | 0 | 0 | not available | not available | not available | not available | not available | not available | not available | 0 | 0 | 0 | 0 | 0 |  | 90.08% | 86.1%
Malta | 0 | 0 | 0 | 0 | 0 | not available | not available | not available | not available | not available | not available | not available | 0 | 0 | 0 | 0 | 0 |  | 90.08% | 86.1%
Netherlands | 5.2 | 0.1508 | 0.624 | 1.9916 | 2.4388 | not available | not available | not available | not available | not available | not available | not available | 700 | 284 | 213 | 136 | 67 |  | 90.08% | 86.1%
Poland | 4.9 | 0.1421 | 0.588 | 1.8767 | 2.2981 | not available | not available | not available | not available | not available | not available | not available | 600 | 247 | 181 | 115 | 57 |  | 90.08% | 86.1%
Portugal | 3.4 | 0.0986 | 0.408 | 1.3022 | 1.5946 | not available | not available | not available | not available | not available | not available | not available | 400 | 155 | 126 | 80 | 39 |  | 90.08% | 86.1%
Romania | 2.1 | 0.0609 | 0.252 | 0.8043 | 0.9849 | not available | not available | not available | not available | not available | not available | not available | 300 | 121 | 92 | 58 | 29 |  | 90.08% | 86.1%
Slovakia | 0.4 | 0.0116 | 0.048 | 0.1532 | 0.1876 | not available | not available | not available | not available | not available | not available | not available | 60 | 25 | 18 | 11 | 6 |  | 90.08% | 86.1%
Slovenia | 0 | 0 | 0 | 0 | 0 | not available | not available | not available | not available | not available | not available | not available | 10 | 4 | 3 | 2 | 1 |  | 90.08% | 86.1%
Spain | 10.2 | 0.2958 | 1.224 | 3.9066 | 4.7838 | not available | not available | not available | not available | not available | not available | not available | 1300 | 525 | 398 | 253 | 124 |  | 90.08% | 86.1%
Sweden | 3.6 | 0.1044 | 0.432 | 1.3788 | 1.6884 | not available | not available | not available | not available | not available | not available | not available | 400 | 143 | 132 | 84 | 41 |  | 90.08% | 86.1%
United Kingdom | 23.7 | 0.6873 | 2.844 | 9.0771 | 11.1153 | not available | not available | not available | not available | not available | not available | not available | 3100 | 1245 | 952 | 606 | 297 |  | 90.08% | 86.1%
Total EU-28 | 127.7 | 3.7033 | 15.324 | 48.9091 | 59.8913 | not available | not available | not available | not available | not available | not available | not available | 16540 | 6616 | 4962 | 3308 | 1654
Norway | [5 empty] | not available | not available | not available | not available | not available | not available | not available
Switzerland | [5 empty] | not available | not available | not available | not available | not available | not available | not available
Iceland | [5 empty] | not available | not available | not available | not available | not available | not available | not available
Total
Sources
| Capacity [GW] |  |  |  |  | Age distribution [share of total stock in %] | [6 empty] | Quantity [1000] |  |  |  |  | Specific energy consumption [GJ/t] | Thermal efficiency Generation [%] | Thermal efficiency Distribution [%] | Electrical efficiency (CHP) [%]
|  | 251 - 1000 kW | 1001 - 4999 kW | 5k - 25k kW | >25k kW | <10 a | 10-20 a | 20-30 a | 30-40 a | 40-50 a | 50-60 a | >60a |  | 251 - 1000 kW | 1001 - 4999 kW | 5k - 25k kW | >25k kW
Austria | Gentili et al. (2014) + assumptions | Gentili et al. (2014) + assumptions | Gentili et al. (2014) + assumptions | Gentili et al. (2014) + assumptions | >25k kW: Gentili et al. (2014) + assumptions | Gentili et al. (2014) + assumptions | Gentili et al. (2014) + assumptions | Gentili et al. (2014) + assumptions | Gentili et al. (2014) + assumptions | Gentili et al. (2014) + assumptions |  | Derived from Gentili et al. (2014) | Sagelok (2011)
Belgium | Gentili et al. (2014) + assumptions | Gentili et al. (2014) + assumptions | Gentili et al. (2014) + assumptions | Gentili et al. (2014) + assumptions | >25k kW: Gentili et al. (2014) + assumptions | Gentili et al. (2014) + assumptions | Gentili et al. (2014) + assumptions | Gentili et al. (2014) + assumptions | Gentili et al. (2014) + assumptions | Gentili et al. (2014) + assumptions |  | Derived from Gentili et al. (2014) | Sagelok (2011)
Bulgaria | Gentili et al. (2014) + assumptions | Gentili et al. (2014) + assumptions | Gentili et al. (2014) + assumptions | Gentili et al. (2014) + assumptions | >25k kW: Gentili et al. (2014) + assumptions | Gentili et al. (2014) + assumptions | Gentili et al. (2014) + assumptions | Gentili et al. (2014) + assumptions | Gentili et al. (2014) + assumptions | Gentili et al. (2014) + assumptions |  | Derived from Gentili et al. (2014) | Sagelok (2011)
Croatia | Gentili et al. (2014) + assumptions | Gentili et al. (2014) + assumptions | Gentili et al. (2014) + assumptions | Gentili et al. (2014) + assumptions | >25k kW: Gentili et al. (2014) + assumptions | Gentili et al. (2014) + assumptions | Gentili et al. (2014) + assumptions | Gentili et al. (2014) + assumptions | Gentili et al. (2014) + assumptions | Gentili et al. (2014) + assumptions |  | Derived from Gentili et al. (2014) | Sagelok (2011)
Cyprus | Gentili et al. (2014) + assumptions | Gentili et al. (2014) + assumptions | Gentili et al. (2014) + assumptions | Gentili et al. (2014) + assumptions | >25k kW: Gentili et al. (2014) + assumptions | Gentili et al. (2014) + assumptions | Gentili et al. (2014) + assumptions | Gentili et al. (2014) + assumptions | Gentili et al. (2014) + assumptions | Gentili et al. (2014) + assumptions |  | Derived from Gentili et al. (2014) | Sagelok (2011)
Czech Republic | Gentili et al. (2014) + assumptions | Gentili et al. (2014) + assumptions | Gentili et al. (2014) + assumptions | Gentili et al. (2014) + assumptions | >25k kW: Gentili et al. (2014) + assumptions | Gentili et al. (2014) + assumptions | Gentili et al. (2014) + assumptions | Gentili et al. (2014) + assumptions | Gentili et al. (2014) + assumptions | Gentili et al. (2014) + assumptions |  | Derived from Gentili et al. (2014) | Sagelok (2011)
Denmark | Gentili et al. (2014) + assumptions | Gentili et al. (2014) + assumptions | Gentili et al. (2014) + assumptions | Gentili et al. (2014) + assumptions | >25k kW: Gentili et al. (2014) + assumptions | Gentili et al. (2014) + assumptions | Gentili et al. (2014) + assumptions | Gentili et al. (2014) + assumptions | Gentili et al. (2014) + assumptions | Gentili et al. (2014) + assumptions |  | Derived from Gentili et al. (2014) | Sagelok (2011)
Estonia | Gentili et al. (2014) + assumptions | Gentili et al. (2014) + assumptions | Gentili et al. (2014) + assumptions | Gentili et al. (2014) + assumptions | >25k kW: Gentili et al. (2014) + assumptions | Gentili et al. (2014) + assumptions | Gentili et al. (2014) + assumptions | Gentili et al. (2014) + assumptions | Gentili et al. (2014) + assumptions | Gentili et al. (2014) + assumptions |  | Derived from Gentili et al. (2014) | Sagelok (2011)
Finland | Gentili et al. (2014) + assumptions | Gentili et al. (2014) + assumptions | Gentili et al. (2014) + assumptions | Gentili et al. (2014) + assumptions | >25k kW: Gentili et al. (2014) + assumptions | Gentili et al. (2014) + assumptions | Gentili et al. (2014) + assumptions | Gentili et al. (2014) + assumptions | Gentili et al. (2014) + assumptions | Gentili et al. (2014) + assumptions |  | Derived from Gentili et al. (2014) | Sagelok (2011)
France | Gentili et al. (2014) + assumptions | Gentili et al. (2014) + assumptions | Gentili et al. (2014) + assumptions | Gentili et al. (2014) + assumptions | >25k kW: Gentili et al. (2014) + assumptions | Gentili et al. (2014) + assumptions | Gentili et al. (2014) + assumptions | Gentili et al. (2014) + assumptions | Gentili et al. (2014) + assumptions | Gentili et al. (2014) + assumptions |  | Derived from Gentili et al. (2014) | Sagelok (2011)
Germany | Gentili et al. (2014) + assumptions | Gentili et al. (2014) + assumptions | Gentili et al. (2014) + assumptions | Gentili et al. (2014) + assumptions | >25k kW: Gentili et al. (2014) + assumptions | Gentili et al. (2014) + assumptions | Gentili et al. (2014) + assumptions | Gentili et al. (2014) + assumptions | Gentili et al. (2014) + assumptions | Gentili et al. (2014) + assumptions |  | Derived from Gentili et al. (2014) | Sagelok (2011)
Greece | Gentili et al. (2014) + assumptions | Gentili et al. (2014) + assumptions | Gentili et al. (2014) + assumptions | Gentili et al. (2014) + assumptions | >25k kW: Gentili et al. (2014) + assumptions | Gentili et al. (2014) + assumptions | Gentili et al. (2014) + assumptions | Gentili et al. (2014) + assumptions | Gentili et al. (2014) + assumptions | Gentili et al. (2014) + assumptions |  | Derived from Gentili et al. (2014) | Sagelok (2011)
Hungary | Gentili et al. (2014) + assumptions | Gentili et al. (2014) + assumptions | Gentili et al. (2014) + assumptions | Gentili et al. (2014) + assumptions | >25k kW: Gentili et al. (2014) + assumptions | Gentili et al. (2014) + assumptions | Gentili et al. (2014) + assumptions | Gentili et al. (2014) + assumptions | Gentili et al. (2014) + assumptions | Gentili et al. (2014) + assumptions |  | Derived from Gentili et al. (2014) | Sagelok (2011)
Ireland | Gentili et al. (2014) + assumptions | Gentili et al. (2014) + assumptions | Gentili et al. (2014) + assumptions | Gentili et al. (2014) + assumptions | >25k kW: Gentili et al. (2014) + assumptions | Gentili et al. (2014) + assumptions | Gentili et al. (2014) + assumptions | Gentili et al. (2014) + assumptions | Gentili et al. (2014) + assumptions | Gentili et al. (2014) + assumptions |  | Derived from Gentili et al. (2014) | Sagelok (2011)
Italy | Gentili et al. (2014) + assumptions | Gentili et al. (2014) + assumptions | Gentili et al. (2014) + assumptions | Gentili et al. (2014) + assumptions | >25k kW: Gentili et al. (2014) + assumptions | Gentili et al. (2014) + assumptions | Gentili et al. (2014) + assumptions | Gentili et al. (2014) + assumptions | Gentili et al. (2014) + assumptions | Gentili et al. (2014) + assumptions |  | Derived from Gentili et al. (2014) | Sagelok (2011)
Latvia | Gentili et al. (2014) + assumptions | Gentili et al. (2014) + assumptions | Gentili et al. (2014) + assumptions | Gentili et al. (2014) + assumptions | >25k kW: Gentili et al. (2014) + assumptions | Gentili et al. (2014) + assumptions | Gentili et al. (2014) + assumptions | Gentili et al. (2014) + assumptions | Gentili et al. (2014) + assumptions | Gentili et al. (2014) + assumptions |  | Derived from Gentili et al. (2014) | Sagelok (2011)
Lithuania | Gentili et al. (2014) + assumptions | Gentili et al. (2014) + assumptions | Gentili et al. (2014) + assumptions | Gentili et al. (2014) + assumptions | >25k kW: Gentili et al. (2014) + assumptions | Gentili et al. (2014) + assumptions | Gentili et al. (2014) + assumptions | Gentili et al. (2014) + assumptions | Gentili et al. (2014) + assumptions | Gentili et al. (2014) + assumptions |  | Derived from Gentili et al. (2014) | Sagelok (2011)
Luxembourg | Gentili et al. (2014) + assumptions | Gentili et al. (2014) + assumptions | Gentili et al. (2014) + assumptions | Gentili et al. (2014) + assumptions | >25k kW: Gentili et al. (2014) + assumptions | Gentili et al. (2014) + assumptions | Gentili et al. (2014) + assumptions | Gentili et al. (2014) + assumptions | Gentili et al. (2014) + assumptions | Gentili et al. (2014) + assumptions |  | Derived from Gentili et al. (2014) | Sagelok (2011)
Malta | Gentili et al. (2014) + assumptions | Gentili et al. (2014) + assumptions | Gentili et al. (2014) + assumptions | Gentili et al. (2014) + assumptions | >25k kW: Gentili et al. (2014) + assumptions | Gentili et al. (2014) + assumptions | Gentili et al. (2014) + assumptions | Gentili et al. (2014) + assumptions | Gentili et al. (2014) + assumptions | Gentili et al. (2014) + assumptions |  | Derived from Gentili et al. (2014) | Sagelok (2011)
Netherlands | Gentili et al. (2014) + assumptions | Gentili et al. (2014) + assumptions | Gentili et al. (2014) + assumptions | Gentili et al. (2014) + assumptions | >25k kW: Gentili et al. (2014) + assumptions | Gentili et al. (2014) + assumptions | Gentili et al. (2014) + assumptions | Gentili et al. (2014) + assumptions | Gentili et al. (2014) + assumptions | Gentili et al. (2014) + assumptions |  | Derived from Gentili et al. (2014) | Sagelok (2011)
Poland | Gentili et al. (2014) + assumptions | Gentili et al. (2014) + assumptions | Gentili et al. (2014) + assumptions | Gentili et al. (2014) + assumptions | >25k kW: Gentili et al. (2014) + assumptions | Gentili et al. (2014) + assumptions | Gentili et al. (2014) + assumptions | Gentili et al. (2014) + assumptions | Gentili et al. (2014) + assumptions | Gentili et al. (2014) + assumptions |  | Derived from Gentili et al. (2014) | Sagelok (2011)
Portugal | Gentili et al. (2014) + assumptions | Gentili et al. (2014) + assumptions | Gentili et al. (2014) + assumptions | Gentili et al. (2014) + assumptions | >25k kW: Gentili et al. (2014) + assumptions | Gentili et al. (2014) + assumptions | Gentili et al. (2014) + assumptions | Gentili et al. (2014) + assumptions | Gentili et al. (2014) + assumptions | Gentili et al. (2014) + assumptions |  | Derived from Gentili et al. (2014) | Sagelok (2011)
Romania | Gentili et al. (2014) + assumptions | Gentili et al. (2014) + assumptions | Gentili et al. (2014) + assumptions | Gentili et al. (2014) + assumptions | >25k kW: Gentili et al. (2014) + assumptions | Gentili et al. (2014) + assumptions | Gentili et al. (2014) + assumptions | Gentili et al. (2014) + assumptions | Gentili et al. (2014) + assumptions | Gentili et al. (2014) + assumptions |  | Derived from Gentili et al. (2014) | Sagelok (2011)
Slovakia | Gentili et al. (2014) + assumptions | Gentili et al. (2014) + assumptions | Gentili et al. (2014) + assumptions | Gentili et al. (2014) + assumptions | >25k kW: Gentili et al. (2014) + assumptions | Gentili et al. (2014) + assumptions | Gentili et al. (2014) + assumptions | Gentili et al. (2014) + assumptions | Gentili et al. (2014) + assumptions | Gentili et al. (2014) + assumptions |  | Derived from Gentili et al. (2014) | Sagelok (2011)
Slovenia | Gentili et al. (2014) + assumptions | Gentili et al. (2014) + assumptions | Gentili et al. (2014) + assumptions | Gentili et al. (2014) + assumptions | >25k kW: Gentili et al. (2014) + assumptions | Gentili et al. (2014) + assumptions | Gentili et al. (2014) + assumptions | Gentili et al. (2014) + assumptions | Gentili et al. (2014) + assumptions | Gentili et al. (2014) + assumptions |  | Derived from Gentili et al. (2014) | Sagelok (2011)
Spain | Gentili et al. (2014) + assumptions | Gentili et al. (2014) + assumptions | Gentili et al. (2014) + assumptions | Gentili et al. (2014) + assumptions | >25k kW: Gentili et al. (2014) + assumptions | Gentili et al. (2014) + assumptions | Gentili et al. (2014) + assumptions | Gentili et al. (2014) + assumptions | Gentili et al. (2014) + assumptions | Gentili et al. (2014) + assumptions |  | Derived from Gentili et al. (2014) | Sagelok (2011)
Sweden | Gentili et al. (2014) + assumptions | Gentili et al. (2014) + assumptions | Gentili et al. (2014) + assumptions | Gentili et al. (2014) + assumptions | >25k kW: Gentili et al. (2014) + assumptions | Gentili et al. (2014) + assumptions | Gentili et al. (2014) + assumptions | Gentili et al. (2014) + assumptions | Gentili et al. (2014) + assumptions | Gentili et al. (2014) + assumptions |  | Derived from Gentili et al. (2014) | Sagelok (2011)
United Kingdom | Gentili et al. (2014) + assumptions | Gentili et al. (2014) + assumptions | Gentili et al. (2014) + assumptions | Gentili et al. (2014) + assumptions | >25k kW: Gentili et al. (2014) + assumptions | Gentili et al. (2014) + assumptions | Gentili et al. (2014) + assumptions | Gentili et al. (2014) + assumptions | Gentili et al. (2014) + assumptions | Gentili et al. (2014) + assumptions |  | Derived from Gentili et al. (2014) | Sagelok (2011)
Norway
Switzerland
Iceland
Note on S3: Tobias Fleiter: Refers to average SEC in entire technology stock
Note on C5: Note size class
Note on O5: Note size class

## Steam boiler, elec
Electricity driven steam boiler
Technology stock data for 2013
| Thermal Capacity [GWth] | Thermal output capacity [GWth] |  |  |  | Age distribution [share of total stock in %] | [6 empty] | Quantity |  |  |  |  | Specific energy consumption [kWh/t] | Thermal efficiency Generation [%] | Thermal efficiency Distribution [%] | Electrical efficiency (CHP) [%] | x | interpolation/ extrapolation
[22 empty] | a | ad hoc calculation
|  | 100-1000 kW | 1-5 MW | 5-25 MW | >25 MW | <10 a | 10-20 a | 20-30 a | 30-40 a | 40-50 a | 50-60 a | >60a |  | 100-1000 kW | 1-5 MW | 5-25 MW | >25 MW |  |  |  |  | s | direct use of the source
Austria | 0.2 | 0.0058 | 0.024 | 0.0766 | 0.0938 | not available | not available | not available | not available | not available | not available | not available | 80 | 70 | 5 | 3 | 2 |  | 90.08% | 86.1% |  | m | modelling
Belgium | 0.2 | 0.0058 | 0.024 | 0.0766 | 0.0938 | not available | not available | not available | not available | not available | not available | not available | 100 | 87 | 7 | 4 | 2 |  | 90.08% | 86.1%
Bulgaria | 0.1 | 0.0029 | 0.012 | 0.0383 | 0.0469 | not available | not available | not available | not available | not available | not available | not available | 40 | 34 | 3 | 2 | 1 |  | 90.08% | 86.1%
Croatia | 0 | 0 | 0 | 0 | 0 | not available | not available | not available | not available | not available | not available | not available | 10 | 9 | 1 | 0 | 0 |  | 90.08% | 86.1%
Cyprus | 0.2 | 0.0058 | 0.024 | 0.0766 | 0.0938 | not available | not available | not available | not available | not available | not available | not available | 60 | 41 | 10 | 6 | 3 |  | 90.08% | 86.1%
Czech Republic | 0.2 | 0.0058 | 0.024 | 0.0766 | 0.0938 | not available | not available | not available | not available | not available | not available | not available | 100 | 88 | 6 | 4 | 2 |  | 90.08% | 86.1%
Denmark | 0.1 | 0.0029 | 0.012 | 0.0383 | 0.0469 | not available | not available | not available | not available | not available | not available | not available | 70 | 60 | 5 | 3 | 2 |  | 90.08% | 86.1%
Estonia | 0 | 0 | 0 | 0 | 0 | not available | not available | not available | not available | not available | not available | not available | 10 | 9 | 1 | 0 | 0 |  | 90.08% | 86.1%
Finland | 0.3 | 0.0087 | 0.036 | 0.1149 | 0.1407 | not available | not available | not available | not available | not available | not available | not available | 100 | 86 | 7 | 5 | 2 |  | 90.08% | 86.1%
France | 1.1 | 0.0319 | 0.132 | 0.4213 | 0.5159 | not available | not available | not available | not available | not available | not available | not available | 500 | 436 | 33 | 21 | 10 |  | 90.08% | 86.1%
Germany | 2.1 | 0.0609 | 0.252 | 0.8043 | 0.9849 | not available | not available | not available | not available | not available | not available | not available | 1000 | 871 | 66 | 42 | 21 |  | 90.08% | 86.1%
Greece | 0.1 | 0.0029 | 0.012 | 0.0383 | 0.0469 | not available | not available | not available | not available | not available | not available | not available | 40 | 34 | 3 | 2 | 1 |  | 90.08% | 86.1%
Hungary | 0.1 | 0.0029 | 0.012 | 0.0383 | 0.0469 | not available | not available | not available | not available | not available | not available | not available | 70 | 61 | 5 | 3 | 1 |  | 90.08% | 86.1%
Ireland | 0.2 | 0.0058 | 0.024 | 0.0766 | 0.0938 | not available | not available | not available | not available | not available | not available | not available | 90 | 76 | 7 | 5 | 2 |  | 90.08% | 86.1%
Italy | 1.9 | 0.0551 | 0.228 | 0.7277 | 0.8911 | not available | not available | not available | not available | not available | not available | not available | 900 | 777 | 63 | 40 | 20 |  | 90.08% | 86.1%
Latvia | 0 | 0 | 0 | 0 | 0 | not available | not available | not available | not available | not available | not available | not available | 10 | 9 | 1 | 0 | 0 |  | 90.08% | 86.1%
Lithuania | 0 | 0 | 0 | 0 | 0 | not available | not available | not available | not available | not available | not available | not available | 20 | 18 | 1 | 1 | 0 |  | 90.08% | 86.1%
Luxembourg | 0 | 0 | 0 | 0 | 0 | not available | not available | not available | not available | not available | not available | not available | 10 | 9 | 1 | 0 | 0 |  | 90.08% | 86.1%
Malta | 0.4 | 0.0116 | 0.048 | 0.1532 | 0.1876 | not available | not available | not available | not available | not available | not available | not available | 60 | 24 | 18 | 12 | 6 |  | 90.08% | 86.1%
Netherlands | 0.2 | 0.0058 | 0.024 | 0.0766 | 0.0938 | not available | not available | not available | not available | not available | not available | not available | 90 | 78 | 6 | 4 | 2 |  | 90.08% | 86.1%
Poland | 0.5 | 0.0145 | 0.06 | 0.1915 | 0.2345 | not available | not available | not available | not available | not available | not available | not available | 200 | 175 | 13 | 8 | 4 |  | 90.08% | 86.1%
Portugal | 0.2 | 0.0058 | 0.024 | 0.0766 | 0.0938 | not available | not available | not available | not available | not available | not available | not available | 70 | 60 | 5 | 3 | 2 |  | 90.08% | 86.1%
Romania | 0.2 | 0.0058 | 0.024 | 0.0766 | 0.0938 | not available | not available | not available | not available | not available | not available | not available | 80 | 70 | 5 | 3 | 2 |  | 90.08% | 86.1%
Slovakia | 0 | 0 | 0 | 0 | 0 | not available | not available | not available | not available | not available | not available | not available | 20 | 18 | 1 | 1 | 0 |  | 90.08% | 86.1%
Slovenia | 0.1 | 0.0029 | 0.012 | 0.0383 | 0.0469 | not available | not available | not available | not available | not available | not available | not available | 20 | 18 | 1 | 1 | 0 |  | 90.08% | 86.1%
Spain | 0.4 | 0.0116 | 0.048 | 0.1532 | 0.1876 | not available | not available | not available | not available | not available | not available | not available | 200 | 175 | 13 | 8 | 4 |  | 90.08% | 86.1%
Sweden | 0.7 | 0.0203 | 0.084 | 0.2681 | 0.3283 | not available | not available | not available | not available | not available | not available | not available | 300 | 255 | 23 | 15 | 7 |  | 90.08% | 86.1%
United Kingdom | 1.5 | 0.0435 | 0.18 | 0.5745 | 0.7035 | not available | not available | not available | not available | not available | not available | not available | 700 | 608 | 47 | 30 | 15 |  | 90.08% | 86.1%
Total EU-28 | 11 | 0.319 | 1.32 | 4.213 | 5.159 | not available | not available | not available | not available | not available | not available | not available | 4950 | 4256 | 357 | 226 | 111
Norway | [5 empty] | not available | not available | not available | not available | not available | not available | not available
Switzerland | [5 empty] | not available | not available | not available | not available | not available | not available | not available
Iceland | [5 empty] | not available | not available | not available | not available | not available | not available | not available
Total
Sources
| Capacity [GW] |  |  |  |  | Age distribution [share of total stock in %] | [6 empty] | Quantity [1000] |  |  |  |  | Specific energy consumption [GJ/t] | Thermal efficiency Generation [%] | Thermal efficiency Distribution [%] | Electrical efficiency (CHP) [%]
|  | 251 - 1000 kW | 1001 - 4999 kW | 5k - 25k kW | >25k kW | <10 a | 10-20 a | 20-30 a | 30-40 a | 40-50 a | 50-60 a | >60a |  | 251 - 1000 kW | 1001 - 4999 kW | 5k - 25k kW | >25k kW
Austria | Gentili et al. (2014) + assumptions | Gentili et al. (2014) + assumptions | Gentili et al. (2014) + assumptions | Gentili et al. (2014) + assumptions | >25k kW: Gentili et al. (2014) + assumptions | Gentili et al. (2014) + assumptions | Gentili et al. (2014) + assumptions | Gentili et al. (2014) + assumptions | Gentili et al. (2014) + assumptions | Gentili et al. (2014) + assumptions |  | Derived from Gentili et al. (2014) | Sagelok (2011)
Belgium | Gentili et al. (2014) + assumptions | Gentili et al. (2014) + assumptions | Gentili et al. (2014) + assumptions | Gentili et al. (2014) + assumptions | >25k kW: Gentili et al. (2014) + assumptions | Gentili et al. (2014) + assumptions | Gentili et al. (2014) + assumptions | Gentili et al. (2014) + assumptions | Gentili et al. (2014) + assumptions | Gentili et al. (2014) + assumptions |  | Derived from Gentili et al. (2014) | Sagelok (2011)
Bulgaria | Gentili et al. (2014) + assumptions | Gentili et al. (2014) + assumptions | Gentili et al. (2014) + assumptions | Gentili et al. (2014) + assumptions | >25k kW: Gentili et al. (2014) + assumptions | Gentili et al. (2014) + assumptions | Gentili et al. (2014) + assumptions | Gentili et al. (2014) + assumptions | Gentili et al. (2014) + assumptions | Gentili et al. (2014) + assumptions |  | Derived from Gentili et al. (2014) | Sagelok (2011)
Croatia | Gentili et al. (2014) + assumptions | Gentili et al. (2014) + assumptions | Gentili et al. (2014) + assumptions | Gentili et al. (2014) + assumptions | >25k kW: Gentili et al. (2014) + assumptions | Gentili et al. (2014) + assumptions | Gentili et al. (2014) + assumptions | Gentili et al. (2014) + assumptions | Gentili et al. (2014) + assumptions | Gentili et al. (2014) + assumptions |  | Derived from Gentili et al. (2014) | Sagelok (2011)
Cyprus | Gentili et al. (2014) + assumptions | Gentili et al. (2014) + assumptions | Gentili et al. (2014) + assumptions | Gentili et al. (2014) + assumptions | >25k kW: Gentili et al. (2014) + assumptions | Gentili et al. (2014) + assumptions | Gentili et al. (2014) + assumptions | Gentili et al. (2014) + assumptions | Gentili et al. (2014) + assumptions | Gentili et al. (2014) + assumptions |  | Derived from Gentili et al. (2014) | Sagelok (2011)
Czech Republic | Gentili et al. (2014) + assumptions | Gentili et al. (2014) + assumptions | Gentili et al. (2014) + assumptions | Gentili et al. (2014) + assumptions | >25k kW: Gentili et al. (2014) + assumptions | Gentili et al. (2014) + assumptions | Gentili et al. (2014) + assumptions | Gentili et al. (2014) + assumptions | Gentili et al. (2014) + assumptions | Gentili et al. (2014) + assumptions |  | Derived from Gentili et al. (2014) | Sagelok (2011)
Denmark | Gentili et al. (2014) + assumptions | Gentili et al. (2014) + assumptions | Gentili et al. (2014) + assumptions | Gentili et al. (2014) + assumptions | >25k kW: Gentili et al. (2014) + assumptions | Gentili et al. (2014) + assumptions | Gentili et al. (2014) + assumptions | Gentili et al. (2014) + assumptions | Gentili et al. (2014) + assumptions | Gentili et al. (2014) + assumptions |  | Derived from Gentili et al. (2014) | Sagelok (2011)
Estonia | Gentili et al. (2014) + assumptions | Gentili et al. (2014) + assumptions | Gentili et al. (2014) + assumptions | Gentili et al. (2014) + assumptions | >25k kW: Gentili et al. (2014) + assumptions | Gentili et al. (2014) + assumptions | Gentili et al. (2014) + assumptions | Gentili et al. (2014) + assumptions | Gentili et al. (2014) + assumptions | Gentili et al. (2014) + assumptions |  | Derived from Gentili et al. (2014) | Sagelok (2011)
Finland | Gentili et al. (2014) + assumptions | Gentili et al. (2014) + assumptions | Gentili et al. (2014) + assumptions | Gentili et al. (2014) + assumptions | >25k kW: Gentili et al. (2014) + assumptions | Gentili et al. (2014) + assumptions | Gentili et al. (2014) + assumptions | Gentili et al. (2014) + assumptions | Gentili et al. (2014) + assumptions | Gentili et al. (2014) + assumptions |  | Derived from Gentili et al. (2014) | Sagelok (2011)
France | Gentili et al. (2014) + assumptions | Gentili et al. (2014) + assumptions | Gentili et al. (2014) + assumptions | Gentili et al. (2014) + assumptions | >25k kW: Gentili et al. (2014) + assumptions | Gentili et al. (2014) + assumptions | Gentili et al. (2014) + assumptions | Gentili et al. (2014) + assumptions | Gentili et al. (2014) + assumptions | Gentili et al. (2014) + assumptions |  | Derived from Gentili et al. (2014) | Sagelok (2011)
Germany | Gentili et al. (2014) + assumptions | Gentili et al. (2014) + assumptions | Gentili et al. (2014) + assumptions | Gentili et al. (2014) + assumptions | >25k kW: Gentili et al. (2014) + assumptions | Gentili et al. (2014) + assumptions | Gentili et al. (2014) + assumptions | Gentili et al. (2014) + assumptions | Gentili et al. (2014) + assumptions | Gentili et al. (2014) + assumptions |  | Derived from Gentili et al. (2014) | Sagelok (2011)
Greece | Gentili et al. (2014) + assumptions | Gentili et al. (2014) + assumptions | Gentili et al. (2014) + assumptions | Gentili et al. (2014) + assumptions | >25k kW: Gentili et al. (2014) + assumptions | Gentili et al. (2014) + assumptions | Gentili et al. (2014) + assumptions | Gentili et al. (2014) + assumptions | Gentili et al. (2014) + assumptions | Gentili et al. (2014) + assumptions |  | Derived from Gentili et al. (2014) | Sagelok (2011)
Hungary | Gentili et al. (2014) + assumptions | Gentili et al. (2014) + assumptions | Gentili et al. (2014) + assumptions | Gentili et al. (2014) + assumptions | >25k kW: Gentili et al. (2014) + assumptions | Gentili et al. (2014) + assumptions | Gentili et al. (2014) + assumptions | Gentili et al. (2014) + assumptions | Gentili et al. (2014) + assumptions | Gentili et al. (2014) + assumptions |  | Derived from Gentili et al. (2014) | Sagelok (2011)
Ireland | Gentili et al. (2014) + assumptions | Gentili et al. (2014) + assumptions | Gentili et al. (2014) + assumptions | Gentili et al. (2014) + assumptions | >25k kW: Gentili et al. (2014) + assumptions | Gentili et al. (2014) + assumptions | Gentili et al. (2014) + assumptions | Gentili et al. (2014) + assumptions | Gentili et al. (2014) + assumptions | Gentili et al. (2014) + assumptions |  | Derived from Gentili et al. (2014) | Sagelok (2011)
Italy | Gentili et al. (2014) + assumptions | Gentili et al. (2014) + assumptions | Gentili et al. (2014) + assumptions | Gentili et al. (2014) + assumptions | >25k kW: Gentili et al. (2014) + assumptions | Gentili et al. (2014) + assumptions | Gentili et al. (2014) + assumptions | Gentili et al. (2014) + assumptions | Gentili et al. (2014) + assumptions | Gentili et al. (2014) + assumptions |  | Derived from Gentili et al. (2014) | Sagelok (2011)
Latvia | Gentili et al. (2014) + assumptions | Gentili et al. (2014) + assumptions | Gentili et al. (2014) + assumptions | Gentili et al. (2014) + assumptions | >25k kW: Gentili et al. (2014) + assumptions | Gentili et al. (2014) + assumptions | Gentili et al. (2014) + assumptions | Gentili et al. (2014) + assumptions | Gentili et al. (2014) + assumptions | Gentili et al. (2014) + assumptions |  | Derived from Gentili et al. (2014) | Sagelok (2011)
Lithuania | Gentili et al. (2014) + assumptions | Gentili et al. (2014) + assumptions | Gentili et al. (2014) + assumptions | Gentili et al. (2014) + assumptions | >25k kW: Gentili et al. (2014) + assumptions | Gentili et al. (2014) + assumptions | Gentili et al. (2014) + assumptions | Gentili et al. (2014) + assumptions | Gentili et al. (2014) + assumptions | Gentili et al. (2014) + assumptions |  | Derived from Gentili et al. (2014) | Sagelok (2011)
Luxembourg | Gentili et al. (2014) + assumptions | Gentili et al. (2014) + assumptions | Gentili et al. (2014) + assumptions | Gentili et al. (2014) + assumptions | >25k kW: Gentili et al. (2014) + assumptions | Gentili et al. (2014) + assumptions | Gentili et al. (2014) + assumptions | Gentili et al. (2014) + assumptions | Gentili et al. (2014) + assumptions | Gentili et al. (2014) + assumptions |  | Derived from Gentili et al. (2014) | Sagelok (2011)
Malta | Gentili et al. (2014) + assumptions | Gentili et al. (2014) + assumptions | Gentili et al. (2014) + assumptions | Gentili et al. (2014) + assumptions | >25k kW: Gentili et al. (2014) + assumptions | Gentili et al. (2014) + assumptions | Gentili et al. (2014) + assumptions | Gentili et al. (2014) + assumptions | Gentili et al. (2014) + assumptions | Gentili et al. (2014) + assumptions |  | Derived from Gentili et al. (2014) | Sagelok (2011)
Netherlands | Gentili et al. (2014) + assumptions | Gentili et al. (2014) + assumptions | Gentili et al. (2014) + assumptions | Gentili et al. (2014) + assumptions | >25k kW: Gentili et al. (2014) + assumptions | Gentili et al. (2014) + assumptions | Gentili et al. (2014) + assumptions | Gentili et al. (2014) + assumptions | Gentili et al. (2014) + assumptions | Gentili et al. (2014) + assumptions |  | Derived from Gentili et al. (2014) | Sagelok (2011)
Poland | Gentili et al. (2014) + assumptions | Gentili et al. (2014) + assumptions | Gentili et al. (2014) + assumptions | Gentili et al. (2014) + assumptions | >25k kW: Gentili et al. (2014) + assumptions | Gentili et al. (2014) + assumptions | Gentili et al. (2014) + assumptions | Gentili et al. (2014) + assumptions | Gentili et al. (2014) + assumptions | Gentili et al. (2014) + assumptions |  | Derived from Gentili et al. (2014) | Sagelok (2011)
Portugal | Gentili et al. (2014) + assumptions | Gentili et al. (2014) + assumptions | Gentili et al. (2014) + assumptions | Gentili et al. (2014) + assumptions | >25k kW: Gentili et al. (2014) + assumptions | Gentili et al. (2014) + assumptions | Gentili et al. (2014) + assumptions | Gentili et al. (2014) + assumptions | Gentili et al. (2014) + assumptions | Gentili et al. (2014) + assumptions |  | Derived from Gentili et al. (2014) | Sagelok (2011)
Romania | Gentili et al. (2014) + assumptions | Gentili et al. (2014) + assumptions | Gentili et al. (2014) + assumptions | Gentili et al. (2014) + assumptions | >25k kW: Gentili et al. (2014) + assumptions | Gentili et al. (2014) + assumptions | Gentili et al. (2014) + assumptions | Gentili et al. (2014) + assumptions | Gentili et al. (2014) + assumptions | Gentili et al. (2014) + assumptions |  | Derived from Gentili et al. (2014) | Sagelok (2011)
Slovakia | Gentili et al. (2014) + assumptions | Gentili et al. (2014) + assumptions | Gentili et al. (2014) + assumptions | Gentili et al. (2014) + assumptions | >25k kW: Gentili et al. (2014) + assumptions | Gentili et al. (2014) + assumptions | Gentili et al. (2014) + assumptions | Gentili et al. (2014) + assumptions | Gentili et al. (2014) + assumptions | Gentili et al. (2014) + assumptions |  | Derived from Gentili et al. (2014) | Sagelok (2011)
Slovenia | Gentili et al. (2014) + assumptions | Gentili et al. (2014) + assumptions | Gentili et al. (2014) + assumptions | Gentili et al. (2014) + assumptions | >25k kW: Gentili et al. (2014) + assumptions | Gentili et al. (2014) + assumptions | Gentili et al. (2014) + assumptions | Gentili et al. (2014) + assumptions | Gentili et al. (2014) + assumptions | Gentili et al. (2014) + assumptions |  | Derived from Gentili et al. (2014) | Sagelok (2011)
Spain | Gentili et al. (2014) + assumptions | Gentili et al. (2014) + assumptions | Gentili et al. (2014) + assumptions | Gentili et al. (2014) + assumptions | >25k kW: Gentili et al. (2014) + assumptions | Gentili et al. (2014) + assumptions | Gentili et al. (2014) + assumptions | Gentili et al. (2014) + assumptions | Gentili et al. (2014) + assumptions | Gentili et al. (2014) + assumptions |  | Derived from Gentili et al. (2014) | Sagelok (2011)
Sweden | Gentili et al. (2014) + assumptions | Gentili et al. (2014) + assumptions | Gentili et al. (2014) + assumptions | Gentili et al. (2014) + assumptions | >25k kW: Gentili et al. (2014) + assumptions | Gentili et al. (2014) + assumptions | Gentili et al. (2014) + assumptions | Gentili et al. (2014) + assumptions | Gentili et al. (2014) + assumptions | Gentili et al. (2014) + assumptions |  | Derived from Gentili et al. (2014) | Sagelok (2011)
United Kingdom | Gentili et al. (2014) + assumptions | Gentili et al. (2014) + assumptions | Gentili et al. (2014) + assumptions | Gentili et al. (2014) + assumptions | >25k kW: Gentili et al. (2014) + assumptions | Gentili et al. (2014) + assumptions | Gentili et al. (2014) + assumptions | Gentili et al. (2014) + assumptions | Gentili et al. (2014) + assumptions | Gentili et al. (2014) + assumptions |  | Derived from Gentili et al. (2014) | Sagelok (2011)
Norway
Switzerland
Iceland
Note on S3: Tobias Fleiter: Refers to average SEC in entire technology stock
Note on C5: Note size class
Note on O5: Note size class

## Steam boiler, bio
Biomass fired steam boiler
Technology stock data for 2013
| Thermal Capacity [GWth] | Thermal output capacity [GWth] |  |  |  | Age distribution [share of total stock in %] | [6 empty] | Quantity |  |  |  |  | Specific energy consumption [kWh/t] | Thermal efficiency Generation [%] | Thermal efficiency Distribution [%] | Electrical efficiency (CHP) [%] | x | interpolation/ extrapolation
[22 empty] | a | ad hoc calculation
|  | 100-1000 kW | 1-5 MW | 5-25 MW | >25 MW | <10 a | 10-20 a | 20-30 a | 30-40 a | 40-50 a | 50-60 a | >60a |  | 100-1000 kW | 1-5 MW | 5-25 MW | >25 MW |  |  |  |  | s | direct use of the source
Austria | 1.5 | 0.0435 | 0.18 | 0.5745 | 0.7035 | not available | not available | not available | not available | not available | not available | not available | 200 | 81 | 61 | 39 | 19 |  | 90.08% | 86.1% |  | m | modelling
Belgium | 0.6 | 0.0174 | 0.072 | 0.2298 | 0.2814 | not available | not available | not available | not available | not available | not available | not available | 80 | 31 | 25 | 16 | 8 |  | 90.08% | 86.1%
Bulgaria | 0.7 | 0.0203 | 0.084 | 0.2681 | 0.3283 | not available | not available | not available | not available | not available | not available | not available | 90 | 35 | 28 | 18 | 9 |  | 90.08% | 86.1%
Croatia | 0 | 0 | 0 | 0 | 0 | not available | not available | not available | not available | not available | not available | not available | 0 | 0 | 0 | 0 | 0 |  | 90.08% | 86.1%
Cyprus | 0 | 0 | 0 | 0 | 0 | not available | not available | not available | not available | not available | not available | not available | 0 | 0 | 0 | 0 | 0 |  | 90.08% | 86.1%
Czech Republic | 1.1 | 0.0319 | 0.132 | 0.4213 | 0.5159 | not available | not available | not available | not available | not available | not available | not available | 200 | 85 | 59 | 38 | 18 |  | 90.08% | 86.1%
Denmark | 0.8 | 0.0232 | 0.096 | 0.3064 | 0.3752 | not available | not available | not available | not available | not available | not available | not available | 100 | 38 | 32 | 20 | 10 |  | 90.08% | 86.1%
Estonia | 0.3 | 0.0087 | 0.036 | 0.1149 | 0.1407 | not available | not available | not available | not available | not available | not available | not available | 40 | 15 | 13 | 8 | 4 |  | 90.08% | 86.1%
Finland | 3.2 | 0.0928 | 0.384 | 1.2256 | 1.5008 | not available | not available | not available | not available | not available | not available | not available | 400 | 149 | 129 | 82 | 40 |  | 90.08% | 86.1%
France | 2.7 | 0.0783 | 0.324 | 1.0341 | 1.2663 | not available | not available | not available | not available | not available | not available | not available | 400 | 162 | 122 | 78 | 38 |  | 90.08% | 86.1%
Germany | 3.3 | 0.0957 | 0.396 | 1.2639 | 1.5477 | not available | not available | not available | not available | not available | not available | not available | 400 | 161 | 123 | 78 | 38 |  | 90.08% | 86.1%
Greece | 0.1 | 0.0029 | 0.012 | 0.0383 | 0.0469 | not available | not available | not available | not available | not available | not available | not available | 10 | 4 | 3 | 2 | 1 |  | 90.08% | 86.1%
Hungary | 0.1 | 0.0029 | 0.012 | 0.0383 | 0.0469 | not available | not available | not available | not available | not available | not available | not available | 10 | 4 | 3 | 2 | 1 |  | 90.08% | 86.1%
Ireland | 1.1 | 0.0319 | 0.132 | 0.4213 | 0.5159 | not available | not available | not available | not available | not available | not available | not available | 100 | 36 | 33 | 21 | 10 |  | 90.08% | 86.1%
Italy | 0.4 | 0.0116 | 0.048 | 0.1532 | 0.1876 | not available | not available | not available | not available | not available | not available | not available | 60 | 23 | 19 | 12 | 6 |  | 90.08% | 86.1%
Latvia | 1 | 0.029 | 0.12 | 0.383 | 0.469 | not available | not available | not available | not available | not available | not available | not available | 100 | 38 | 32 | 20 | 10 |  | 90.08% | 86.1%
Lithuania | 0.2 | 0.0058 | 0.024 | 0.0766 | 0.0938 | not available | not available | not available | not available | not available | not available | not available | 20 | 8 | 6 | 4 | 2 |  | 90.08% | 86.1%
Luxembourg | 0 | 0 | 0 | 0 | 0 | not available | not available | not available | not available | not available | not available | not available | 0 | 0 | 0 | 0 | 0 |  | 90.08% | 86.1%
Malta | 0 | 0 | 0 | 0 | 0 | not available | not available | not available | not available | not available | not available | not available | 0 | 0 | 0 | 0 | 0 |  | 90.08% | 86.1%
Netherlands | 0 | 0 | 0 | 0 | 0 | not available | not available | not available | not available | not available | not available | not available | 0 | 0 | 0 | 0 | 0 |  | 90.08% | 86.1%
Poland | 2.7 | 0.0783 | 0.324 | 1.0341 | 1.2663 | not available | not available | not available | not available | not available | not available | not available | 400 | 164 | 121 | 77 | 38 |  | 90.08% | 86.1%
Portugal | 2.2 | 0.0638 | 0.264 | 0.8426 | 1.0318 | not available | not available | not available | not available | not available | not available | not available | 300 | 117 | 94 | 60 | 29 |  | 90.08% | 86.1%
Romania | 0.2 | 0.0058 | 0.024 | 0.0766 | 0.0938 | not available | not available | not available | not available | not available | not available | not available | 30 | 12 | 9 | 6 | 3 |  | 90.08% | 86.1%
Slovakia | 0.2 | 0.0058 | 0.024 | 0.0766 | 0.0938 | not available | not available | not available | not available | not available | not available | not available | 30 | 12 | 9 | 6 | 3 |  | 90.08% | 86.1%
Slovenia | 0.1 | 0.0029 | 0.012 | 0.0383 | 0.0469 | not available | not available | not available | not available | not available | not available | not available | 20 | 8 | 6 | 4 | 2 |  | 90.08% | 86.1%
Spain | 1.5 | 0.0435 | 0.18 | 0.5745 | 0.7035 | not available | not available | not available | not available | not available | not available | not available | 200 | 81 | 61 | 39 | 19 |  | 90.08% | 86.1%
Sweden | 10.1 | 0.2929 | 1.212 | 3.8683 | 4.7369 | not available | not available | not available | not available | not available | not available | not available | 1200 | 430 | 395 | 252 | 123 |  | 90.08% | 86.1%
United Kingdom | 0 | 0 | 0 | 0 | 0 | not available | not available | not available | not available | not available | not available | not available | 0 | 0 | 0 | 0 | 0 |  | 90.08% | 86.1%
Total EU-28 | 34.1 | 0.9889 | 4.092 | 13.0603 | 15.9929 | not available | not available | not available | not available | not available | not available | not available | 4390 | 1694 | 1383 | 882 | 431
Norway | [5 empty] | not available | not available | not available | not available | not available | not available | not available
Switzerland | [5 empty] | not available | not available | not available | not available | not available | not available | not available
Iceland | [5 empty] | not available | not available | not available | not available | not available | not available | not available
Total
Sources
| Capacity [GW] |  |  |  |  | Age distribution [share of total stock in %] | [6 empty] | Quantity [1000] |  |  |  |  | Specific energy consumption [GJ/t] | Thermal efficiency Generation [%] | Thermal efficiency Distribution [%] | Electrical efficiency (CHP) [%]
|  | 251 - 1000 kW | 1001 - 4999 kW | 5k - 25k kW | >25k kW | <10 a | 10-20 a | 20-30 a | 30-40 a | 40-50 a | 50-60 a | >60a |  | 251 - 1000 kW | 1001 - 4999 kW | 5k - 25k kW | >25k kW
Austria | Gentili et al. (2014) + assumptions | Gentili et al. (2014) + assumptions | Gentili et al. (2014) + assumptions | Gentili et al. (2014) + assumptions | >25k kW: Gentili et al. (2014) + assumptions | Gentili et al. (2014) + assumptions | Gentili et al. (2014) + assumptions | Gentili et al. (2014) + assumptions | Gentili et al. (2014) + assumptions | Gentili et al. (2014) + assumptions |  | Derived from Gentili et al. (2014) | Sagelok (2011)
Belgium | Gentili et al. (2014) + assumptions | Gentili et al. (2014) + assumptions | Gentili et al. (2014) + assumptions | Gentili et al. (2014) + assumptions | >25k kW: Gentili et al. (2014) + assumptions | Gentili et al. (2014) + assumptions | Gentili et al. (2014) + assumptions | Gentili et al. (2014) + assumptions | Gentili et al. (2014) + assumptions | Gentili et al. (2014) + assumptions |  | Derived from Gentili et al. (2014) | Sagelok (2011)
Bulgaria | Gentili et al. (2014) + assumptions | Gentili et al. (2014) + assumptions | Gentili et al. (2014) + assumptions | Gentili et al. (2014) + assumptions | >25k kW: Gentili et al. (2014) + assumptions | Gentili et al. (2014) + assumptions | Gentili et al. (2014) + assumptions | Gentili et al. (2014) + assumptions | Gentili et al. (2014) + assumptions | Gentili et al. (2014) + assumptions |  | Derived from Gentili et al. (2014) | Sagelok (2011)
Croatia | Gentili et al. (2014) + assumptions | Gentili et al. (2014) + assumptions | Gentili et al. (2014) + assumptions | Gentili et al. (2014) + assumptions | >25k kW: Gentili et al. (2014) + assumptions | Gentili et al. (2014) + assumptions | Gentili et al. (2014) + assumptions | Gentili et al. (2014) + assumptions | Gentili et al. (2014) + assumptions | Gentili et al. (2014) + assumptions |  | Derived from Gentili et al. (2014) | Sagelok (2011)
Cyprus | Gentili et al. (2014) + assumptions | Gentili et al. (2014) + assumptions | Gentili et al. (2014) + assumptions | Gentili et al. (2014) + assumptions | >25k kW: Gentili et al. (2014) + assumptions | Gentili et al. (2014) + assumptions | Gentili et al. (2014) + assumptions | Gentili et al. (2014) + assumptions | Gentili et al. (2014) + assumptions | Gentili et al. (2014) + assumptions |  | Derived from Gentili et al. (2014) | Sagelok (2011)
Czech Republic | Gentili et al. (2014) + assumptions | Gentili et al. (2014) + assumptions | Gentili et al. (2014) + assumptions | Gentili et al. (2014) + assumptions | >25k kW: Gentili et al. (2014) + assumptions | Gentili et al. (2014) + assumptions | Gentili et al. (2014) + assumptions | Gentili et al. (2014) + assumptions | Gentili et al. (2014) + assumptions | Gentili et al. (2014) + assumptions |  | Derived from Gentili et al. (2014) | Sagelok (2011)
Denmark | Gentili et al. (2014) + assumptions | Gentili et al. (2014) + assumptions | Gentili et al. (2014) + assumptions | Gentili et al. (2014) + assumptions | >25k kW: Gentili et al. (2014) + assumptions | Gentili et al. (2014) + assumptions | Gentili et al. (2014) + assumptions | Gentili et al. (2014) + assumptions | Gentili et al. (2014) + assumptions | Gentili et al. (2014) + assumptions |  | Derived from Gentili et al. (2014) | Sagelok (2011)
Estonia | Gentili et al. (2014) + assumptions | Gentili et al. (2014) + assumptions | Gentili et al. (2014) + assumptions | Gentili et al. (2014) + assumptions | >25k kW: Gentili et al. (2014) + assumptions | Gentili et al. (2014) + assumptions | Gentili et al. (2014) + assumptions | Gentili et al. (2014) + assumptions | Gentili et al. (2014) + assumptions | Gentili et al. (2014) + assumptions |  | Derived from Gentili et al. (2014) | Sagelok (2011)
Finland | Gentili et al. (2014) + assumptions | Gentili et al. (2014) + assumptions | Gentili et al. (2014) + assumptions | Gentili et al. (2014) + assumptions | >25k kW: Gentili et al. (2014) + assumptions | Gentili et al. (2014) + assumptions | Gentili et al. (2014) + assumptions | Gentili et al. (2014) + assumptions | Gentili et al. (2014) + assumptions | Gentili et al. (2014) + assumptions |  | Derived from Gentili et al. (2014) | Sagelok (2011)
France | Gentili et al. (2014) + assumptions | Gentili et al. (2014) + assumptions | Gentili et al. (2014) + assumptions | Gentili et al. (2014) + assumptions | >25k kW: Gentili et al. (2014) + assumptions | Gentili et al. (2014) + assumptions | Gentili et al. (2014) + assumptions | Gentili et al. (2014) + assumptions | Gentili et al. (2014) + assumptions | Gentili et al. (2014) + assumptions |  | Derived from Gentili et al. (2014) | Sagelok (2011)
Germany | Gentili et al. (2014) + assumptions | Gentili et al. (2014) + assumptions | Gentili et al. (2014) + assumptions | Gentili et al. (2014) + assumptions | >25k kW: Gentili et al. (2014) + assumptions | Gentili et al. (2014) + assumptions | Gentili et al. (2014) + assumptions | Gentili et al. (2014) + assumptions | Gentili et al. (2014) + assumptions | Gentili et al. (2014) + assumptions |  | Derived from Gentili et al. (2014) | Sagelok (2011)
Greece | Gentili et al. (2014) + assumptions | Gentili et al. (2014) + assumptions | Gentili et al. (2014) + assumptions | Gentili et al. (2014) + assumptions | >25k kW: Gentili et al. (2014) + assumptions | Gentili et al. (2014) + assumptions | Gentili et al. (2014) + assumptions | Gentili et al. (2014) + assumptions | Gentili et al. (2014) + assumptions | Gentili et al. (2014) + assumptions |  | Derived from Gentili et al. (2014) | Sagelok (2011)
Hungary | Gentili et al. (2014) + assumptions | Gentili et al. (2014) + assumptions | Gentili et al. (2014) + assumptions | Gentili et al. (2014) + assumptions | >25k kW: Gentili et al. (2014) + assumptions | Gentili et al. (2014) + assumptions | Gentili et al. (2014) + assumptions | Gentili et al. (2014) + assumptions | Gentili et al. (2014) + assumptions | Gentili et al. (2014) + assumptions |  | Derived from Gentili et al. (2014) | Sagelok (2011)
Ireland | Gentili et al. (2014) + assumptions | Gentili et al. (2014) + assumptions | Gentili et al. (2014) + assumptions | Gentili et al. (2014) + assumptions | >25k kW: Gentili et al. (2014) + assumptions | Gentili et al. (2014) + assumptions | Gentili et al. (2014) + assumptions | Gentili et al. (2014) + assumptions | Gentili et al. (2014) + assumptions | Gentili et al. (2014) + assumptions |  | Derived from Gentili et al. (2014) | Sagelok (2011)
Italy | Gentili et al. (2014) + assumptions | Gentili et al. (2014) + assumptions | Gentili et al. (2014) + assumptions | Gentili et al. (2014) + assumptions | >25k kW: Gentili et al. (2014) + assumptions | Gentili et al. (2014) + assumptions | Gentili et al. (2014) + assumptions | Gentili et al. (2014) + assumptions | Gentili et al. (2014) + assumptions | Gentili et al. (2014) + assumptions |  | Derived from Gentili et al. (2014) | Sagelok (2011)
Latvia | Gentili et al. (2014) + assumptions | Gentili et al. (2014) + assumptions | Gentili et al. (2014) + assumptions | Gentili et al. (2014) + assumptions | >25k kW: Gentili et al. (2014) + assumptions | Gentili et al. (2014) + assumptions | Gentili et al. (2014) + assumptions | Gentili et al. (2014) + assumptions | Gentili et al. (2014) + assumptions | Gentili et al. (2014) + assumptions |  | Derived from Gentili et al. (2014) | Sagelok (2011)
Lithuania | Gentili et al. (2014) + assumptions | Gentili et al. (2014) + assumptions | Gentili et al. (2014) + assumptions | Gentili et al. (2014) + assumptions | >25k kW: Gentili et al. (2014) + assumptions | Gentili et al. (2014) + assumptions | Gentili et al. (2014) + assumptions | Gentili et al. (2014) + assumptions | Gentili et al. (2014) + assumptions | Gentili et al. (2014) + assumptions |  | Derived from Gentili et al. (2014) | Sagelok (2011)
Luxembourg | Gentili et al. (2014) + assumptions | Gentili et al. (2014) + assumptions | Gentili et al. (2014) + assumptions | Gentili et al. (2014) + assumptions | >25k kW: Gentili et al. (2014) + assumptions | Gentili et al. (2014) + assumptions | Gentili et al. (2014) + assumptions | Gentili et al. (2014) + assumptions | Gentili et al. (2014) + assumptions | Gentili et al. (2014) + assumptions |  | Derived from Gentili et al. (2014) | Sagelok (2011)
Malta | Gentili et al. (2014) + assumptions | Gentili et al. (2014) + assumptions | Gentili et al. (2014) + assumptions | Gentili et al. (2014) + assumptions | >25k kW: Gentili et al. (2014) + assumptions | Gentili et al. (2014) + assumptions | Gentili et al. (2014) + assumptions | Gentili et al. (2014) + assumptions | Gentili et al. (2014) + assumptions | Gentili et al. (2014) + assumptions |  | Derived from Gentili et al. (2014) | Sagelok (2011)
Netherlands | Gentili et al. (2014) + assumptions | Gentili et al. (2014) + assumptions | Gentili et al. (2014) + assumptions | Gentili et al. (2014) + assumptions | >25k kW: Gentili et al. (2014) + assumptions | Gentili et al. (2014) + assumptions | Gentili et al. (2014) + assumptions | Gentili et al. (2014) + assumptions | Gentili et al. (2014) + assumptions | Gentili et al. (2014) + assumptions |  | Derived from Gentili et al. (2014) | Sagelok (2011)
Poland | Gentili et al. (2014) + assumptions | Gentili et al. (2014) + assumptions | Gentili et al. (2014) + assumptions | Gentili et al. (2014) + assumptions | >25k kW: Gentili et al. (2014) + assumptions | Gentili et al. (2014) + assumptions | Gentili et al. (2014) + assumptions | Gentili et al. (2014) + assumptions | Gentili et al. (2014) + assumptions | Gentili et al. (2014) + assumptions |  | Derived from Gentili et al. (2014) | Sagelok (2011)
Portugal | Gentili et al. (2014) + assumptions | Gentili et al. (2014) + assumptions | Gentili et al. (2014) + assumptions | Gentili et al. (2014) + assumptions | >25k kW: Gentili et al. (2014) + assumptions | Gentili et al. (2014) + assumptions | Gentili et al. (2014) + assumptions | Gentili et al. (2014) + assumptions | Gentili et al. (2014) + assumptions | Gentili et al. (2014) + assumptions |  | Derived from Gentili et al. (2014) | Sagelok (2011)
Romania | Gentili et al. (2014) + assumptions | Gentili et al. (2014) + assumptions | Gentili et al. (2014) + assumptions | Gentili et al. (2014) + assumptions | >25k kW: Gentili et al. (2014) + assumptions | Gentili et al. (2014) + assumptions | Gentili et al. (2014) + assumptions | Gentili et al. (2014) + assumptions | Gentili et al. (2014) + assumptions | Gentili et al. (2014) + assumptions |  | Derived from Gentili et al. (2014) | Sagelok (2011)
Slovakia | Gentili et al. (2014) + assumptions | Gentili et al. (2014) + assumptions | Gentili et al. (2014) + assumptions | Gentili et al. (2014) + assumptions | >25k kW: Gentili et al. (2014) + assumptions | Gentili et al. (2014) + assumptions | Gentili et al. (2014) + assumptions | Gentili et al. (2014) + assumptions | Gentili et al. (2014) + assumptions | Gentili et al. (2014) + assumptions |  | Derived from Gentili et al. (2014) | Sagelok (2011)
Slovenia | Gentili et al. (2014) + assumptions | Gentili et al. (2014) + assumptions | Gentili et al. (2014) + assumptions | Gentili et al. (2014) + assumptions | >25k kW: Gentili et al. (2014) + assumptions | Gentili et al. (2014) + assumptions | Gentili et al. (2014) + assumptions | Gentili et al. (2014) + assumptions | Gentili et al. (2014) + assumptions | Gentili et al. (2014) + assumptions |  | Derived from Gentili et al. (2014) | Sagelok (2011)
Spain | Gentili et al. (2014) + assumptions | Gentili et al. (2014) + assumptions | Gentili et al. (2014) + assumptions | Gentili et al. (2014) + assumptions | >25k kW: Gentili et al. (2014) + assumptions | Gentili et al. (2014) + assumptions | Gentili et al. (2014) + assumptions | Gentili et al. (2014) + assumptions | Gentili et al. (2014) + assumptions | Gentili et al. (2014) + assumptions |  | Derived from Gentili et al. (2014) | Sagelok (2011)
Sweden | Gentili et al. (2014) + assumptions | Gentili et al. (2014) + assumptions | Gentili et al. (2014) + assumptions | Gentili et al. (2014) + assumptions | >25k kW: Gentili et al. (2014) + assumptions | Gentili et al. (2014) + assumptions | Gentili et al. (2014) + assumptions | Gentili et al. (2014) + assumptions | Gentili et al. (2014) + assumptions | Gentili et al. (2014) + assumptions |  | Derived from Gentili et al. (2014) | Sagelok (2011)
United Kingdom | Gentili et al. (2014) + assumptions | Gentili et al. (2014) + assumptions | Gentili et al. (2014) + assumptions | Gentili et al. (2014) + assumptions | >25k kW: Gentili et al. (2014) + assumptions | Gentili et al. (2014) + assumptions | Gentili et al. (2014) + assumptions | Gentili et al. (2014) + assumptions | Gentili et al. (2014) + assumptions | Gentili et al. (2014) + assumptions |  | Derived from Gentili et al. (2014) | Sagelok (2011)
Norway
Switzerland
Iceland
Note on S3: Tobias Fleiter: Refers to average SEC in entire technology stock
Note on C5: Note size class
Note on O5: Note size class

## Steam_commons techno-economic
Common techno-ecnomic data for steam boilers
Techno-economic data
| Calculatory lifetime [a] | Technical lifetime [a] | Type of fuel [-] | Annual operation hours [h/a] | Thermal efficiency generation [%] | Thermal efficiency distribution [%] | Electrical efficiency (CHP) [%] | Saving options/ efficiency development Generation [%pt] | Saving options/ efficiency development Distribution [%pt] | Specific investment cost 2013 [€2013/kWth] |  |  |  |  | Specific investment cost 2020 [€2013/kWth] | Specific investment cost 2030 [€2013/kWth] | Annual O&M cost (in % of Invest) | Sold units 2012 [n] | Sold units 2013 [n] | Maximum temperature level [°C] | Minimum capacitiy of one unit [kW] | Maximum capacitiy of one unit [kW] | x | interpolation/ extrapolation
[23 empty] | a | ad hoc calculation
[11 empty] | 100- 1000 kW | 1-5 MW | 5-25 MW | >25 MW | [8 empty] | s | direct use of the source
Austria | 15 | 25 | All | 1250 | 91.45% | 95% | not relevant | 1.8% | 0% | 97.995 | 132.18 | 105 | 82 | 72.8 | 97.995 | 97.995 | 3.5% | not available | not available | 650 | 100 | 50000 | m | modelling
Belgium | 15 | 25 | All | 1250 | 91.45% | 95% | not relevant | 1.8% | 0% | 98.8615 | 132.9793 | 105 | 83.3333 | 74.1333 | 98.8615 | 98.8615 | 3.5% | not available | not available | 650 | 100 | 50000
Bulgaria | 15 | 25 | All | 1250 | 91.45% | 95% | not relevant | 1.8% | 0% | 85.1704 | 115.6149 | 90 | 71.3333 | 63.7333 | 85.1704 | 85.1704 | 3.5% | not available | not available | 650 | 100 | 50000
Croatia | 15 | 25 | All | 1250 | 91.45% | 95% | not relevant | 1.8% | 0% | 91.3507 | 121.6695 | 100 | 76 | 67.7333 | 91.3507 | 91.3507 | 3.5% | not available | not available | 650 | 100 | 50000
Cyprus | 15 | 25 | All | 1250 | 91.45% | 95% | not relevant | 1.8% | 0% | 95.9144 | 127.7241 | 105 | 80 | 70.9333 | 95.9144 | 95.9144 | 3.5% | not available | not available | 650 | 100 | 50000
Czech Republic | 15 | 25 | All | 1250 | 91.45% | 95% | not relevant | 1.8% | 0% | 91.284 | 121.6695 | 100 | 76 | 67.4667 | 91.284 | 91.284 | 3.5% | not available | not available | 650 | 100 | 50000
Denmark | 15 | 25 | All | 1250 | 91.45% | 95% | not relevant | 1.8% | 0% | 116.7308 | 157.6567 | 125 | 97.3333 | 86.9333 | 116.7308 | 116.7308 | 3.5% | not available | not available | 650 | 100 | 50000
Estonia | 15 | 25 | All | 1250 | 91.45% | 95% | not relevant | 1.8% | 0% | 89.3009 | 120.8702 | 95 | 74.6667 | 66.6667 | 89.3009 | 89.3009 | 3.5% | not available | not available | 650 | 100 | 50000
Finland | 15 | 25 | All | 1250 | 91.45% | 95% | not relevant | 1.8% | 0% | 107.689 | 144.2891 | 115 | 90.6667 | 80.8 | 107.689 | 107.689 | 3.5% | not available | not available | 650 | 100 | 50000
France | 15 | 25 | All | 1250 | 91.45% | 95% | not relevant | 1.8% | 0% | 96.281 | 127.7241 | 105 | 80.6667 | 71.7333 | 96.281 | 96.281 | 3.5% | not available | not available | 650 | 100 | 50000
Germany | 15 | 25 | All | 1250 | 91.45% | 95% | not relevant | 1.8% | 0% | 93.3647 | 126.1254 | 100 | 78 | 69.3333 | 93.3647 | 93.3647 | 3.5% | not available | not available | 650 | 100 | 50000
Greece | 15 | 25 | All | 1250 | 91.45% | 95% | not relevant | 1.8% | 0% | 101.6256 | 136.6358 | 110 | 84.6667 | 75.2 | 101.6256 | 101.6256 | 3.5% | not available | not available | 650 | 100 | 50000
Hungary | 15 | 25 | All | 1250 | 91.45% | 95% | not relevant | 1.8% | 0% | 86.6537 | 115.6149 | 95 | 72 | 64 | 86.6537 | 86.6537 | 3.5% | not available | not available | 650 | 100 | 50000
Ireland | 15 | 25 | All | 1250 | 91.45% | 95% | not relevant | 1.8% | 0% | 98.3617 | 132.18 | 105 | 82.6667 | 73.6 | 98.3617 | 98.3617 | 3.5% | not available | not available | 650 | 100 | 50000
Italy | 15 | 25 | All | 1250 | 91.45% | 95% | not relevant | 1.8% | 0% | 93.9312 | 126.9247 | 100 | 78.6667 | 70.1333 | 93.9312 | 93.9312 | 3.5% | not available | not available | 650 | 100 | 50000
Latvia | 15 | 25 | All | 1250 | 91.45% | 95% | not relevant | 1.8% | 0% | 93.3647 | 126.1254 | 100 | 78 | 69.3333 | 93.3647 | 93.3647 | 3.5% | not available | not available | 650 | 100 | 50000
Lithuania | 15 | 25 | All | 1250 | 91.45% | 95% | not relevant | 1.8% | 0% | 88.0201 | 117.2137 | 95 | 74 | 65.8667 | 88.0201 | 88.0201 | 3.5% | not available | not available | 650 | 100 | 50000
Luxembourg | 15 | 25 | All | 1250 | 91.45% | 95% | not relevant | 1.8% | 0% | 95.981 | 127.7241 | 105 | 80 | 71.2 | 95.981 | 95.981 | 3.5% | not available | not available | 650 | 100 | 50000
Malta | 15 | 25 | All | 1250 | 91.45% | 95% | not relevant | 1.8% | 0% | 102.4255 | 137.4352 | 110 | 86 | 76.2667 | 102.4255 | 102.4255 | 3.5% | not available | not available | 650 | 100 | 50000
Netherlands | 15 | 25 | All | 1250 | 91.45% | 95% | not relevant | 1.8% | 0% | 93.8645 | 126.9247 | 100 | 78.6667 | 69.8667 | 93.8645 | 93.8645 | 3.5% | not available | not available | 650 | 100 | 50000
Poland | 15 | 25 | All | 1250 | 91.45% | 95% | not relevant | 1.8% | 0% | 87.2202 | 116.4143 | 95 | 72.6667 | 64.8 | 87.2202 | 87.2202 | 3.5% | not available | not available | 650 | 100 | 50000
Portugal | 15 | 25 | All | 1250 | 91.45% | 95% | not relevant | 1.8% | 0% | 101.459 | 136.6358 | 110 | 84 | 75.2 | 101.459 | 101.459 | 3.5% | not available | not available | 650 | 100 | 50000
Romania | 15 | 25 | All | 1250 | 91.45% | 95% | not relevant | 1.8% | 0% | 91.9172 | 122.4689 | 100 | 76.6667 | 68.5333 | 91.9172 | 91.9172 | 3.5% | not available | not available | 650 | 100 | 50000
Slovakia | 15 | 25 | All | 1250 | 91.45% | 95% | not relevant | 1.8% | 0% | 97.2618 | 131.3806 | 105 | 80.6667 | 72 | 97.2618 | 97.2618 | 3.5% | not available | not available | 650 | 100 | 50000
Slovenia | 15 | 25 | All | 1250 | 91.45% | 95% | not relevant | 1.8% | 0% | 93.3647 | 126.1254 | 100 | 78 | 69.3333 | 93.3647 | 93.3647 | 3.5% | not available | not available | 650 | 100 | 50000
Spain | 15 | 25 | All | 1250 | 91.45% | 95% | not relevant | 1.8% | 0% | 92.4171 | 123.2682 | 100 | 77.3333 | 69.0667 | 92.4171 | 92.4171 | 3.5% | not available | not available | 650 | 100 | 50000
Sweden | 15 | 25 | All | 1250 | 91.45% | 95% | not relevant | 1.8% | 0% | 106.3893 | 142.6904 | 115 | 88.6667 | 79.2 | 106.3893 | 106.3893 | 3.5% | not available | not available | 650 | 100 | 50000
United Kingdom | 15 | 25 | All | 1250 | 91.45% | 95% | not relevant | 1.8% | 0% | 89.3009 | 120.8702 | 95 | 74.6667 | 66.6667 | 89.3009 | 89.3009 | 3.5% | not available | not available | 650 | 100 | 50000
Total EU-28 | 15 | 25 | All | 1250 | 91.45% | 95% | not relevant | 1.8% | 0% | [7 empty] | 3.5% | not available | not available
Norway |  |  | All |  |  |  | not relevant | [10 empty] | not available | not available
Switzerland |  |  | All |  |  |  | not relevant | [10 empty] | not available | not available
Iceland |  |  | All |  |  |  | not relevant | [10 empty] | not available | not available
Total | [6 empty] | not relevant
Sources
| Calculatory lifetime [a] | Technical lifetime [a] | Type of fuel [-] |  | Thermal efficiency generation [%] | Thermal efficiency [%] | Electrical efficiency (CHP) [%] | Saving options/ efficiency development Generation [%pt] | Saving options/ efficiency development Distribution [%pt] | Specific investment cost 2013 [€2013] |  |  |  |  | Specific investment cost 2020 [€2013] | Specific investment cost 2030 [€2013] | Annual O&M cost (in % of Invest) | Sold units 2012 [n] | Sold units 2013 [n] | Maximum temperature level [°C] | Minimum capacitiy of one unit [kW] | Maximum capacitiy of one unit [kW]
[13 empty] | 251 - 1000 kW | > 1000 kW
Austria | Used information from German decpreciation tables as proxy | Based on Gentili et al. (2014) |  | Gentili et al. (2014) | Based on calculations derived from Gentili et al. (2014) | Own assumptions |  | Calculated from data in Gentili et al. (2014) | Own assumption based on Sagelok (2011) and Energetics et al. (2004) [see report] | Based on Erdmann et al. (2010) |  |  |  |  | Based on Erdmann et al. (2010) | Based on Erdmann et al. (2010) | Based on Erdmann et al. (2010); from Gentili et al. (2014)
Belgium | Used information from German decpreciation tables as proxy | Based on Gentili et al. (2014) |  | Gentili et al. (2014) | Based on calculations derived from Gentili et al. (2014) | Own assumptions |  | Calculated from data in Gentili et al. (2014) | Own assumption based on Sagelok (2011) and Energetics et al. (2004) [see report] | Based on Erdmann et al. (2010) |  |  |  |  | Based on Erdmann et al. (2010) | Based on Erdmann et al. (2010) | Based on Erdmann et al. (2010); from Gentili et al. (2014)
Bulgaria | Used information from German decpreciation tables as proxy | Based on Gentili et al. (2014) |  | Gentili et al. (2014) | Based on calculations derived from Gentili et al. (2014) | Own assumptions |  | Calculated from data in Gentili et al. (2014) | Own assumption based on Sagelok (2011) and Energetics et al. (2004) [see report] | Based on Erdmann et al. (2010) |  |  |  |  | Based on Erdmann et al. (2010) | Based on Erdmann et al. (2010) | Based on Erdmann et al. (2010); from Gentili et al. (2014)
Croatia | Used information from German decpreciation tables as proxy | Based on Gentili et al. (2014) |  | Gentili et al. (2014) | Based on calculations derived from Gentili et al. (2014) | Own assumptions |  | Calculated from data in Gentili et al. (2014) | Own assumption based on Sagelok (2011) and Energetics et al. (2004) [see report] | Based on Erdmann et al. (2010) |  |  |  |  | Based on Erdmann et al. (2010) | Based on Erdmann et al. (2010) | Based on Erdmann et al. (2010); from Gentili et al. (2014)
Cyprus | Used information from German decpreciation tables as proxy | Based on Gentili et al. (2014) |  | Gentili et al. (2014) | Based on calculations derived from Gentili et al. (2014) | Own assumptions |  | Calculated from data in Gentili et al. (2014) | Own assumption based on Sagelok (2011) and Energetics et al. (2004) [see report] | Based on Erdmann et al. (2010) |  |  |  |  | Based on Erdmann et al. (2010) | Based on Erdmann et al. (2010) | Based on Erdmann et al. (2010); from Gentili et al. (2014)
Czech Republic | Used information from German decpreciation tables as proxy | Based on Gentili et al. (2014) |  | Gentili et al. (2014) | Based on calculations derived from Gentili et al. (2014) | Own assumptions |  | Calculated from data in Gentili et al. (2014) | Own assumption based on Sagelok (2011) and Energetics et al. (2004) [see report] | Based on Erdmann et al. (2010) |  |  |  |  | Based on Erdmann et al. (2010) | Based on Erdmann et al. (2010) | Based on Erdmann et al. (2010); from Gentili et al. (2014)
Denmark | Used information from German decpreciation tables as proxy | Based on Gentili et al. (2014) |  | Gentili et al. (2014) | Based on calculations derived from Gentili et al. (2014) | Own assumptions |  | Calculated from data in Gentili et al. (2014) | Own assumption based on Sagelok (2011) and Energetics et al. (2004) [see report] | Based on Erdmann et al. (2010) |  |  |  |  | Based on Erdmann et al. (2010) | Based on Erdmann et al. (2010) | Based on Erdmann et al. (2010); from Gentili et al. (2014)
Estonia | Used information from German decpreciation tables as proxy | Based on Gentili et al. (2014) |  | Gentili et al. (2014) | Based on calculations derived from Gentili et al. (2014) | Own assumptions |  | Calculated from data in Gentili et al. (2014) | Own assumption based on Sagelok (2011) and Energetics et al. (2004) [see report] | Based on Erdmann et al. (2010) |  |  |  |  | Based on Erdmann et al. (2010) | Based on Erdmann et al. (2010) | Based on Erdmann et al. (2010); from Gentili et al. (2014)
Finland | Used information from German decpreciation tables as proxy | Based on Gentili et al. (2014) |  | Gentili et al. (2014) | Based on calculations derived from Gentili et al. (2014) | Own assumptions |  | Calculated from data in Gentili et al. (2014) | Own assumption based on Sagelok (2011) and Energetics et al. (2004) [see report] | Based on Erdmann et al. (2010) |  |  |  |  | Based on Erdmann et al. (2010) | Based on Erdmann et al. (2010) | Based on Erdmann et al. (2010); from Gentili et al. (2014)
France | Used information from German decpreciation tables as proxy | Based on Gentili et al. (2014) |  | Gentili et al. (2014) | Based on calculations derived from Gentili et al. (2014) | Own assumptions |  | Calculated from data in Gentili et al. (2014) | Own assumption based on Sagelok (2011) and Energetics et al. (2004) [see report] | Based on Erdmann et al. (2010) |  |  |  |  | Based on Erdmann et al. (2010) | Based on Erdmann et al. (2010) | Based on Erdmann et al. (2010); from Gentili et al. (2014)
Germany | Used information from German decpreciation tables as proxy | Based on Gentili et al. (2014) |  | Gentili et al. (2014) | Based on calculations derived from Gentili et al. (2014) | Own assumptions |  | Calculated from data in Gentili et al. (2014) | Own assumption based on Sagelok (2011) and Energetics et al. (2004) [see report] | Based on Erdmann et al. (2010) |  |  |  |  | Based on Erdmann et al. (2010) | Based on Erdmann et al. (2010) | Based on Erdmann et al. (2010); from Gentili et al. (2014)
Greece | Used information from German decpreciation tables as proxy | Based on Gentili et al. (2014) |  | Gentili et al. (2014) | Based on calculations derived from Gentili et al. (2014) | Own assumptions |  | Calculated from data in Gentili et al. (2014) | Own assumption based on Sagelok (2011) and Energetics et al. (2004) [see report] | Based on Erdmann et al. (2010) |  |  |  |  | Based on Erdmann et al. (2010) | Based on Erdmann et al. (2010) | Based on Erdmann et al. (2010); from Gentili et al. (2014)
Hungary | Used information from German decpreciation tables as proxy | Based on Gentili et al. (2014) |  | Gentili et al. (2014) | Based on calculations derived from Gentili et al. (2014) | Own assumptions |  | Calculated from data in Gentili et al. (2014) | Own assumption based on Sagelok (2011) and Energetics et al. (2004) [see report] | Based on Erdmann et al. (2010) |  |  |  |  | Based on Erdmann et al. (2010) | Based on Erdmann et al. (2010) | Based on Erdmann et al. (2010); from Gentili et al. (2014)
Ireland | Used information from German decpreciation tables as proxy | Based on Gentili et al. (2014) |  | Gentili et al. (2014) | Based on calculations derived from Gentili et al. (2014) | Own assumptions |  | Calculated from data in Gentili et al. (2014) | Own assumption based on Sagelok (2011) and Energetics et al. (2004) [see report] | Based on Erdmann et al. (2010) |  |  |  |  | Based on Erdmann et al. (2010) | Based on Erdmann et al. (2010) | Based on Erdmann et al. (2010); from Gentili et al. (2014)
Italy | Used information from German decpreciation tables as proxy | Based on Gentili et al. (2014) |  | Gentili et al. (2014) | Based on calculations derived from Gentili et al. (2014) | Own assumptions |  | Calculated from data in Gentili et al. (2014) | Own assumption based on Sagelok (2011) and Energetics et al. (2004) [see report] | Based on Erdmann et al. (2010) |  |  |  |  | Based on Erdmann et al. (2010) | Based on Erdmann et al. (2010) | Based on Erdmann et al. (2010); from Gentili et al. (2014)
Latvia | Used information from German decpreciation tables as proxy | Based on Gentili et al. (2014) |  | Gentili et al. (2014) | Based on calculations derived from Gentili et al. (2014) | Own assumptions |  | Calculated from data in Gentili et al. (2014) | Own assumption based on Sagelok (2011) and Energetics et al. (2004) [see report] | Based on Erdmann et al. (2010) |  |  |  |  | Based on Erdmann et al. (2010) | Based on Erdmann et al. (2010) | Based on Erdmann et al. (2010); from Gentili et al. (2014)
Lithuania | Used information from German decpreciation tables as proxy | Based on Gentili et al. (2014) |  | Gentili et al. (2014) | Based on calculations derived from Gentili et al. (2014) | Own assumptions |  | Calculated from data in Gentili et al. (2014) | Own assumption based on Sagelok (2011) and Energetics et al. (2004) [see report] | Based on Erdmann et al. (2010) |  |  |  |  | Based on Erdmann et al. (2010) | Based on Erdmann et al. (2010) | Based on Erdmann et al. (2010); from Gentili et al. (2014)
Luxembourg | Used information from German decpreciation tables as proxy | Based on Gentili et al. (2014) |  | Gentili et al. (2014) | Based on calculations derived from Gentili et al. (2014) | Own assumptions |  | Calculated from data in Gentili et al. (2014) | Own assumption based on Sagelok (2011) and Energetics et al. (2004) [see report] | Based on Erdmann et al. (2010) |  |  |  |  | Based on Erdmann et al. (2010) | Based on Erdmann et al. (2010) | Based on Erdmann et al. (2010); from Gentili et al. (2014)
Malta | Used information from German decpreciation tables as proxy | Based on Gentili et al. (2014) |  | Gentili et al. (2014) | Based on calculations derived from Gentili et al. (2014) | Own assumptions |  | Calculated from data in Gentili et al. (2014) | Own assumption based on Sagelok (2011) and Energetics et al. (2004) [see report] | Based on Erdmann et al. (2010) |  |  |  |  | Based on Erdmann et al. (2010) | Based on Erdmann et al. (2010) | Based on Erdmann et al. (2010); from Gentili et al. (2014)
Netherlands | Used information from German decpreciation tables as proxy | Based on Gentili et al. (2014) |  | Gentili et al. (2014) | Based on calculations derived from Gentili et al. (2014) | Own assumptions |  | Calculated from data in Gentili et al. (2014) | Own assumption based on Sagelok (2011) and Energetics et al. (2004) [see report] | Based on Erdmann et al. (2010) |  |  |  |  | Based on Erdmann et al. (2010) | Based on Erdmann et al. (2010) | Based on Erdmann et al. (2010); from Gentili et al. (2014)
Poland | Used information from German decpreciation tables as proxy | Based on Gentili et al. (2014) |  | Gentili et al. (2014) | Based on calculations derived from Gentili et al. (2014) | Own assumptions |  | Calculated from data in Gentili et al. (2014) | Own assumption based on Sagelok (2011) and Energetics et al. (2004) [see report] | Based on Erdmann et al. (2010) |  |  |  |  | Based on Erdmann et al. (2010) | Based on Erdmann et al. (2010) | Based on Erdmann et al. (2010); from Gentili et al. (2014)
Portugal | Used information from German decpreciation tables as proxy | Based on Gentili et al. (2014) |  | Gentili et al. (2014) | Based on calculations derived from Gentili et al. (2014) | Own assumptions |  | Calculated from data in Gentili et al. (2014) | Own assumption based on Sagelok (2011) and Energetics et al. (2004) [see report] | Based on Erdmann et al. (2010) |  |  |  |  | Based on Erdmann et al. (2010) | Based on Erdmann et al. (2010) | Based on Erdmann et al. (2010); from Gentili et al. (2014)
Romania | Used information from German decpreciation tables as proxy | Based on Gentili et al. (2014) |  | Gentili et al. (2014) | Based on calculations derived from Gentili et al. (2014) | Own assumptions |  | Calculated from data in Gentili et al. (2014) | Own assumption based on Sagelok (2011) and Energetics et al. (2004) [see report] | Based on Erdmann et al. (2010) |  |  |  |  | Based on Erdmann et al. (2010) | Based on Erdmann et al. (2010) | Based on Erdmann et al. (2010); from Gentili et al. (2014)
Slovakia | Used information from German decpreciation tables as proxy | Based on Gentili et al. (2014) |  | Gentili et al. (2014) | Based on calculations derived from Gentili et al. (2014) | Own assumptions |  | Calculated from data in Gentili et al. (2014) | Own assumption based on Sagelok (2011) and Energetics et al. (2004) [see report] | Based on Erdmann et al. (2010) |  |  |  |  | Based on Erdmann et al. (2010) | Based on Erdmann et al. (2010) | Based on Erdmann et al. (2010); from Gentili et al. (2014)
Slovenia | Used information from German decpreciation tables as proxy | Based on Gentili et al. (2014) |  | Gentili et al. (2014) | Based on calculations derived from Gentili et al. (2014) | Own assumptions |  | Calculated from data in Gentili et al. (2014) | Own assumption based on Sagelok (2011) and Energetics et al. (2004) [see report] | Based on Erdmann et al. (2010) |  |  |  |  | Based on Erdmann et al. (2010) | Based on Erdmann et al. (2010) | Based on Erdmann et al. (2010); from Gentili et al. (2014)
Spain | Used information from German decpreciation tables as proxy | Based on Gentili et al. (2014) |  | Gentili et al. (2014) | Based on calculations derived from Gentili et al. (2014) | Own assumptions |  | Calculated from data in Gentili et al. (2014) | Own assumption based on Sagelok (2011) and Energetics et al. (2004) [see report] | Based on Erdmann et al. (2010) |  |  |  |  | Based on Erdmann et al. (2010) | Based on Erdmann et al. (2010) | Based on Erdmann et al. (2010); from Gentili et al. (2014)
Sweden | Used information from German decpreciation tables as proxy | Based on Gentili et al. (2014) |  | Gentili et al. (2014) | Based on calculations derived from Gentili et al. (2014) | Own assumptions |  | Calculated from data in Gentili et al. (2014) | Own assumption based on Sagelok (2011) and Energetics et al. (2004) [see report] | Based on Erdmann et al. (2010) |  |  |  |  | Based on Erdmann et al. (2010) | Based on Erdmann et al. (2010) | Based on Erdmann et al. (2010); from Gentili et al. (2014)
United Kingdom | Used information from German decpreciation tables as proxy | Based on Gentili et al. (2014) |  | Gentili et al. (2014) | Based on calculations derived from Gentili et al. (2014) | Own assumptions |  | Calculated from data in Gentili et al. (2014) | Own assumption based on Sagelok (2011) and Energetics et al. (2004) [see report] | Based on Erdmann et al. (2010) |  |  |  |  | Based on Erdmann et al. (2010) | Based on Erdmann et al. (2010) | Based on Erdmann et al. (2010); from Gentili et al. (2014)
Norway
Switzerland
Iceland
Note on E3: Note unit
Note on F3: Efficiency for an average new boiler
Note on G3: Efficiency of a newly installed distribution system (will degrade over time)
Note on H3: shi: Not relevant
Note on J3: No efficiency improvement as compared to newly installed system; note: system will degrade over time and lose efficiency --> opens possibility of improvements
Note on R3: Based on Ecodesign study, approximately 3,5 % of investment
Note on U3: Average across all steam boilers

## Blast furnace
Blast furnace
| Technology stock data for 2014 | [25 empty] | Techno-economic data
| Capacity [kt] | Installed production capacity [t/a] | [6 empty] | Age distribution(share of total stock in %] | [6 empty] | Quantity | Quantity | [6 empty] | Specific energy consumption [MWh/t] | Thermal efficiency [%] | Electrical efficiency (CHP) [%] | Calculatory lifetime [a] | Technical lifetime [a] | Type of fuel [-] | Specific energy consumption [MWh/t] | Thermal efficiency [%] | Electrical efficiency (CHP) [%] | Efficiency when using complete energy in top gas (losses only in slag and furnace walls) | Specific investment cost 2013 [€2013/t capacity] | Specific investment cost 2020 [€2013/t capacity] | Specific investment cost 2030 [€2013/t capacity] | Annual O&M cost (in % of Invest) | Sold units 2012 [n] | Sold units 2013 [n] | Maximum temperature level [°C] | Steam temperature [°C] | Steam pressure [bar] | Minimum capacitiy of one unit [t] | Maximum capacitiy of one unit [t] | x | interpolation/ extrapolation
|  | Total | [14 empty] | Total | [27 empty] | a | ad hoc calculation
|  | <100 kt | 100 -500 kt | 501 - 1000 kt | 1001 - 2000 kt | 2001 - 5000 kt | 5 - 10 Mt | >10 Mt | <10 a | 10-20 a | 20-30 a | 30-40 a | 40-50 a | 50-60 a | >60a |  | <100 kt | 100 -500 kt | 501 - 1000 kt | 1001 - 2000 kt | 2001 - 5000 kt | 5 - 10 Mt | >10 Mt | [21 empty] | s | direct use of the source
Austria | 4940 | Confidential | Confidential | Confidential | Confidential | Confidential | Confidential | Confidential | Confidential | Confidential | Confidential | Confidential | Confidential | Confidential | Confidential | 4 |  |  | 3 |  | 1 |  |  | 3.4 | 63 | not applicable | 25 | 50 | Coke, Hard Coal, Natural Gas | 3.4 | 63 | not applicable | 91 | 155.55 | 155.55 | 155.55 | 23 |  |  | 2200 | not applicable | not applicable |  |  | m | modelling
Belgium | 4430 | Confidential | Confidential | Confidential | Confidential | Confidential | Confidential | Confidential | Confidential | Confidential | Confidential | Confidential | Confidential | Confidential | Confidential | 2 |  |  |  |  | 2 |  |  | 3.4 | 63 | not applicable | 25 | 50 | Coke, Hard Coal, Natural Gas | 3.4 | 63 | not applicable | 91 | 158.1 | 158.1 | 158.1 | 23 |  |  | 2200 | not applicable | not applicable
Bulgaria |  | Confidential | Confidential | Confidential | Confidential | Confidential | Confidential | Confidential | Confidential | Confidential | Confidential | Confidential | Confidential | Confidential | Confidential | 0 | [7 empty] | 3.4 | 63 | not applicable | 25 | 50 | Coke, Hard Coal, Natural Gas | 3.4 | 63 | not applicable | 91 | 135.9 | 135.9 | 135.9 | 23 |  |  | 2200 | not applicable | not applicable
Croatia |  | Confidential | Confidential | Confidential | Confidential | Confidential | Confidential | Confidential | Confidential | Confidential | Confidential | Confidential | Confidential | Confidential | Confidential | 0 | [7 empty] | 3.4 | 63 | not applicable | 25 | 50 | Coke, Hard Coal, Natural Gas | 3.4 | 63 | not applicable | 91 | 144.45 | 144.45 | 144.45 | 23 |  |  | 2200 | not applicable | not applicable
Cyprus |  | Confidential | Confidential | Confidential | Confidential | Confidential | Confidential | Confidential | Confidential | Confidential | Confidential | Confidential | Confidential | Confidential | Confidential | 0 | [7 empty] | 3.4 | 63 | not applicable | 25 | 50 | Coke, Hard Coal, Natural Gas | 3.4 | 63 | not applicable | 91 | 151.5 | 151.5 | 151.5 | 23 |  |  | 2200 | not applicable | not applicable
Czech Republic | 4250 | Confidential | Confidential | Confidential | Confidential | Confidential | Confidential | Confidential | Confidential | Confidential | Confidential | Confidential | Confidential | Confidential | Confidential | 4 |  |  |  | 4 |  |  |  | 3.4 | 63 | not applicable | 25 | 50 | Coke, Hard Coal, Natural Gas | 3.4 | 63 | not applicable | 91 | 144.15 | 144.15 | 144.15 | 23 |  |  | 2200 | not applicable | not applicable
Denmark |  | Confidential | Confidential | Confidential | Confidential | Confidential | Confidential | Confidential | Confidential | Confidential | Confidential | Confidential | Confidential | Confidential | Confidential | 0 | [7 empty] | 3.4 | 63 | not applicable | 25 | 50 | Coke, Hard Coal, Natural Gas | 3.4 | 63 | not applicable | 91 | 185.55 | 185.55 | 185.55 | 23 |  |  | 2200 | not applicable | not applicable
Estonia |  | Confidential | Confidential | Confidential | Confidential | Confidential | Confidential | Confidential | Confidential | Confidential | Confidential | Confidential | Confidential | Confidential | Confidential | 0 | [7 empty] | 3.4 | 63 | not applicable | 25 | 50 | Coke, Hard Coal, Natural Gas | 3.4 | 63 | not applicable | 91 | 142.5 | 142.5 | 142.5 | 23 |  |  | 2200 | not applicable | not applicable
Finland | 2480 | Confidential | Confidential | Confidential | Confidential | Confidential | Confidential | Confidential | Confidential | Confidential | Confidential | Confidential | Confidential | Confidential | Confidential | 2 |  |  |  | 2 |  |  |  | 3.4 | 63 | not applicable | 25 | 50 | Coke, Hard Coal, Natural Gas | 3.4 | 63 | not applicable | 91 | 172.5 | 172.5 | 172.5 | 23 |  |  | 2200 | not applicable | not applicable
France | 12810 | Confidential | Confidential | Confidential | Confidential | Confidential | Confidential | Confidential | Confidential | Confidential | Confidential | Confidential | Confidential | Confidential | Confidential | 8 |  | 3 |  | 2 | 3 |  |  | 3.4 | 63 | not applicable | 25 | 50 | Coke, Hard Coal, Natural Gas | 3.4 | 63 | not applicable | 91 | 153 | 153 | 153 | 23 |  |  | 2200 | not applicable | not applicable
Germany | 31160 | Confidential | Confidential | Confidential | Confidential | Confidential | Confidential | Confidential | Confidential | Confidential | Confidential | Confidential | Confidential | Confidential | Confidential | 15 |  | 2 | 1 | 5 | 7 |  |  | 3.4 | 63 | not applicable | 25 | 50 | Coke, Hard Coal, Natural Gas | 3.4 | 63 | not applicable | 91 | 147.9 | 147.9 | 147.9 | 23 |  |  | 2200 | not applicable | not applicable
Greece |  | Confidential | Confidential | Confidential | Confidential | Confidential | Confidential | Confidential | Confidential | Confidential | Confidential | Confidential | Confidential | Confidential | Confidential | 0 | [7 empty] | 3.4 | 63 | not applicable | 25 | 50 | Coke, Hard Coal, Natural Gas | 3.4 | 63 | not applicable | 91 | 160.65 | 160.65 | 160.65 | 23 |  |  | 2200 | not applicable | not applicable
Hungary | 1310 | Confidential | Confidential | Confidential | Confidential | Confidential | Confidential | Confidential | Confidential | Confidential | Confidential | Confidential | Confidential | Confidential | Confidential | 2 |  |  | 2 |  |  |  |  | 3.4 | 63 | not applicable | 25 | 50 | Coke, Hard Coal, Natural Gas | 3.4 | 63 | not applicable | 91 | 136.65 | 136.65 | 136.65 | 23 |  |  | 2200 | not applicable | not applicable
Ireland |  | Confidential | Confidential | Confidential | Confidential | Confidential | Confidential | Confidential | Confidential | Confidential | Confidential | Confidential | Confidential | Confidential | Confidential | 0 | [7 empty] | 3.4 | 63 | not applicable | 25 | 50 | Coke, Hard Coal, Natural Gas | 3.4 | 63 | not applicable | 91 | 157.35 | 157.35 | 157.35 | 23 |  |  | 2200 | not applicable | not applicable
Italy | 4350 | Confidential | Confidential | Confidential | Confidential | Confidential | Confidential | Confidential | Confidential | Confidential | Confidential | Confidential | Confidential | Confidential | Confidential | 3 |  | 1 |  | 1 | 1 |  |  | 3.4 | 63 | not applicable | 25 | 50 | Coke, Hard Coal, Natural Gas | 3.4 | 63 | not applicable | 91 | 149.55 | 149.55 | 149.55 | 23 |  |  | 2200 | not applicable | not applicable
Latvia |  | Confidential | Confidential | Confidential | Confidential | Confidential | Confidential | Confidential | Confidential | Confidential | Confidential | Confidential | Confidential | Confidential | Confidential | 0 | [7 empty] | 3.4 | 63 | not applicable | 25 | 50 | Coke, Hard Coal, Natural Gas | 3.4 | 63 | not applicable | 91 | 147.75 | 147.75 | 147.75 | 23 |  |  | 2200 | not applicable | not applicable
Lithuania |  | Confidential | Confidential | Confidential | Confidential | Confidential | Confidential | Confidential | Confidential | Confidential | Confidential | Confidential | Confidential | Confidential | Confidential | 0 | [7 empty] | 3.4 | 63 | not applicable | 25 | 50 | Coke, Hard Coal, Natural Gas | 3.4 | 63 | not applicable | 91 | 140.7 | 140.7 | 140.7 | 23 |  |  | 2200 | not applicable | not applicable
Luxembourg |  | Confidential | Confidential | Confidential | Confidential | Confidential | Confidential | Confidential | Confidential | Confidential | Confidential | Confidential | Confidential | Confidential | Confidential | 0 | [7 empty] | 3.4 | 63 | not applicable | 25 | 50 | Coke, Hard Coal, Natural Gas | 3.4 | 63 | not applicable | 91 | 152.1 | 152.1 | 152.1 | 23 |  |  | 2200 | not applicable | not applicable
Malta |  | Confidential | Confidential | Confidential | Confidential | Confidential | Confidential | Confidential | Confidential | Confidential | Confidential | Confidential | Confidential | Confidential | Confidential | 0 | [7 empty] | 3.4 | 63 | not applicable | 25 | 50 | Coke, Hard Coal, Natural Gas | 3.4 | 63 | not applicable | 91 | 162.9 | 162.9 | 162.9 | 23 |  |  | 2200 | not applicable | not applicable
Netherlands | 6310 | Confidential | Confidential | Confidential | Confidential | Confidential | Confidential | Confidential | Confidential | Confidential | Confidential | Confidential | Confidential | Confidential | Confidential | 2 |  |  |  |  | 2 |  |  | 3.4 | 63 | not applicable | 25 | 50 | Coke, Hard Coal, Natural Gas | 3.4 | 63 | not applicable | 91 | 149.25 | 149.25 | 149.25 | 23 |  |  | 2200 | not applicable | not applicable
Poland | 6110 | Confidential | Confidential | Confidential | Confidential | Confidential | Confidential | Confidential | Confidential | Confidential | Confidential | Confidential | Confidential | Confidential | Confidential | 3 |  |  |  | 1 | 2 |  |  | 3.4 | 63 | not applicable | 25 | 50 | Coke, Hard Coal, Natural Gas | 3.4 | 63 | not applicable | 91 | 138.3 | 138.3 | 138.3 | 23 |  |  | 2200 | not applicable | not applicable
Portugal |  | Confidential | Confidential | Confidential | Confidential | Confidential | Confidential | Confidential | Confidential | Confidential | Confidential | Confidential | Confidential | Confidential | Confidential | 0 | [7 empty] | 3.4 | 63 | not applicable | 25 | 50 | Coke, Hard Coal, Natural Gas | 3.4 | 63 | not applicable | 91 | 160.35 | 160.35 | 160.35 | 23 |  |  | 2200 | not applicable | not applicable
Romania | 2000 | Confidential | Confidential | Confidential | Confidential | Confidential | Confidential | Confidential | Confidential | Confidential | Confidential | Confidential | Confidential | Confidential | Confidential | 1 |  |  |  | 1 |  |  |  | 3.4 | 63 | not applicable | 25 | 50 | Coke, Hard Coal, Natural Gas | 3.4 | 63 | not applicable | 91 | 146.25 | 146.25 | 146.25 | 23 |  |  | 2200 | not applicable | not applicable
Slovakia | 2880 | Confidential | Confidential | Confidential | Confidential | Confidential | Confidential | Confidential | Confidential | Confidential | Confidential | Confidential | Confidential | Confidential | Confidential | 2 |  |  |  | 2 |  |  |  | 3.4 | 63 | not applicable | 25 | 50 | Coke, Hard Coal, Natural Gas | 3.4 | 63 | not applicable | 91 | 153.9 | 153.9 | 153.9 | 23 |  |  | 2200 | not applicable | not applicable
Slovenia |  | Confidential | Confidential | Confidential | Confidential | Confidential | Confidential | Confidential | Confidential | Confidential | Confidential | Confidential | Confidential | Confidential | Confidential | 0 | [7 empty] | 3.4 | 63 | not applicable | 25 | 50 | Coke, Hard Coal, Natural Gas | 3.4 | 63 | not applicable | 91 | 148.2 | 148.2 | 148.2 | 23 |  |  | 2200 | not applicable | not applicable
Spain | 4480 | Confidential | Confidential | Confidential | Confidential | Confidential | Confidential | Confidential | Confidential | Confidential | Confidential | Confidential | Confidential | Confidential | Confidential | 2 |  |  |  |  | 2 |  |  | 3.4 | 63 | not applicable | 25 | 50 | Coke, Hard Coal, Natural Gas | 3.4 | 63 | not applicable | 91 | 147.6 | 147.6 | 147.6 | 23 |  |  | 2200 | not applicable | not applicable
Sweden | 4130 | Confidential | Confidential | Confidential | Confidential | Confidential | Confidential | Confidential | Confidential | Confidential | Confidential | Confidential | Confidential | Confidential | Confidential | 3 |  |  | 1 | 1 | 1 |  |  | 3.4 | 63 | not applicable | 25 | 50 | Coke, Hard Coal, Natural Gas | 3.4 | 63 | not applicable | 91 | 169.2 | 169.2 | 169.2 | 23 |  |  | 2200 | not applicable | not applicable
United Kingdom | 11680 | Confidential | Confidential | Confidential | Confidential | Confidential | Confidential | Confidential | Confidential | Confidential | Confidential | Confidential | Confidential | Confidential | Confidential | 6 |  |  |  | 4 | 2 |  |  | 3.4 | 63 | not applicable | 25 | 50 | Coke, Hard Coal, Natural Gas | 3.4 | 63 | not applicable | 91 | 142.05 | 142.05 | 142.05 | 23 |  |  | 2200 | not applicable | not applicable
Total EU-28 | 103320 | Confidential | Confidential | Confidential | Confidential | Confidential | Confidential | Confidential | Confidential | Confidential | Confidential | Confidential | Confidential | Confidential | Confidential | 59 | 0 | 6 | 7 | 23 | 23 | 0 | 0 | 3.4 | 63 | not applicable | 25 | 50 | Coke, Hard Coal, Natural Gas | 3.4 | 63 | not applicable | 91 | 152 | 152 | 152 | 23 | 0 | 0 | 2200 | not applicable | not applicable
Norway | [15 empty] | 0 | [7 empty] | 3.4 | 63 | not applicable | 20 | 50 | Coke, Hard Coal, Natural Gas | 3.4 | 63 | not applicable | 91 | 195.6 | 195.6 | 195.6 | 23 |  |  | 2200 | not applicable | not applicable | bar: <10 a to >60a
Switzerland | [15 empty] | 0 | [7 empty] | 3.4 | 63 | not applicable | 20 | 50 | Coke, Hard Coal, Natural Gas | 3.4 | 63 | not applicable | 91 | 176.4 | 176.4 | 176.4 | 23 |  |  | 2200 | not applicable | not applicable | bar: <10 a to >60a
Iceland | [15 empty] | 0 | [7 empty] | 3.4 | 63 | not applicable | 20 | 50 | Coke, Hard Coal, Natural Gas | 3.4 | 63 | not applicable | 91 | 181.05 | 181.05 | 181.05 | 23 |  |  | 2200 | not applicable | not applicable | bar: <10 a to >60a
Total | 103320 | 0 | 2300 | 5050 | 35740 | 62030 | 0 | >10 Mt: 0 | 63 | [7 empty] | 3.4 | 63 | not applicable | 25 | 50 | Coke, Hard Coal, Natural Gas | 3.4 | 63 | not applicable | 91 | 155 | 155 | 155 | 23 | 0 | 0 | 2200 | not applicable | not applicable
Sources
| Capacity [kt] | Installed thermal capacity [MW] | [5 empty] | <10 a: Age distribution [share of total stock in %] | Quantity [1] | Quantity | [6 empty] | Specific energy consumption [GJ/t] | Thermal efficiency [%] | Electrical efficiency (CHP) [%] | Calculatory lifetime [a] | Technical lifetime [a] | Type of fuel [-] |  | Thermal efficiency [%] | Electrical efficiency (CHP) [%] | Saving options/ efficiency development [%] | Specific investment cost 2013 [€2013] | Specific investment cost 2020 [€2013] | Specific investment cost 2030 [€2013] | Annual O&M cost (in % of Invest) | Sold units 2012 [n] | Sold units 2013 [n] | Maximum temperature level [°C] | Steam temperature [°C] | Steam pressure [bar] | Minimum capacitiy of one unit [kW] | Maximum capacitiy of one unit [kW]
|  | Total | [14 empty] | Total
|  | <25 kW | 25 - 50 kW | 51 - 250 kW | 251 - 1000 kW | 1001 - 4999 kW | 5k - 25k kW | >25k kW | <10 a | 10-20 a | 20-30 a | 30-40 a | 40-50 a | 50-60 a | >60a |  | <25 kW | 25 - 50 kW | 51 - 250 kW | 251 - 1000 kW | 1001 - 4999 kW | 5k - 25k kW | >25k kW
Austria | PlantFacts Database (VdEh) | [7 empty] | PlantFacts Database (VdEh) | PlantFacts Database (VdEh) | PlantFacts Database (VdEh) | PlantFacts Database (VdEh) | PlantFacts Database (VdEh) | PlantFacts Database (VdEh) | PlantFacts Database (VdEh) | PlantFacts Database (VdEh) | [8 empty] | Worrell et al. 2010: Energy Efficiency Improvement and Cost Savings Opportunities for the U.S. Iron and Steel Industry, Berkeley |  | Assumption | Assumption |  | Worrell et al. 2010: Energy Efficiency Improvement and Cost Savings Opportunities for the U.S. Iron and Steel Industry, Berkeley | R. Schott et al. 2012 |  | R. Schott et al. 2012 | BCG2013: Steel's Contribution to a Low-Carbon Europe 2050 |  |  | BCG2013: Steel's Contribution to a Low-Carbon Europe 2050
Belgium | PlantFacts Database (VdEh) | [7 empty] | PlantFacts Database (VdEh) | PlantFacts Database (VdEh) | PlantFacts Database (VdEh) | PlantFacts Database (VdEh) | PlantFacts Database (VdEh) | PlantFacts Database (VdEh) | PlantFacts Database (VdEh) | PlantFacts Database (VdEh) | [8 empty] | Worrell et al. 2010: Energy Efficiency Improvement and Cost Savings Opportunities for the U.S. Iron and Steel Industry, Berkeley |  | Assumption | Assumption |  | Worrell et al. 2010: Energy Efficiency Improvement and Cost Savings Opportunities for the U.S. Iron and Steel Industry, Berkeley | R. Schott et al. 2012 |  | R. Schott et al. 2012 | BCG2013: Steel's Contribution to a Low-Carbon Europe 2050 |  |  | BCG2013: Steel's Contribution to a Low-Carbon Europe 2050
Bulgaria | PlantFacts Database (VdEh) | [7 empty] | PlantFacts Database (VdEh) | PlantFacts Database (VdEh) | PlantFacts Database (VdEh) | PlantFacts Database (VdEh) | PlantFacts Database (VdEh) | PlantFacts Database (VdEh) | PlantFacts Database (VdEh) | PlantFacts Database (VdEh) | [8 empty] | Worrell et al. 2010: Energy Efficiency Improvement and Cost Savings Opportunities for the U.S. Iron and Steel Industry, Berkeley |  | Assumption | Assumption |  | Worrell et al. 2010: Energy Efficiency Improvement and Cost Savings Opportunities for the U.S. Iron and Steel Industry, Berkeley | R. Schott et al. 2012 |  | R. Schott et al. 2012 | BCG2013: Steel's Contribution to a Low-Carbon Europe 2050 |  |  | BCG2013: Steel's Contribution to a Low-Carbon Europe 2050
Croatia | PlantFacts Database (VdEh) | [7 empty] | PlantFacts Database (VdEh) | PlantFacts Database (VdEh) | PlantFacts Database (VdEh) | PlantFacts Database (VdEh) | PlantFacts Database (VdEh) | PlantFacts Database (VdEh) | PlantFacts Database (VdEh) | PlantFacts Database (VdEh) | [8 empty] | Worrell et al. 2010: Energy Efficiency Improvement and Cost Savings Opportunities for the U.S. Iron and Steel Industry, Berkeley |  | Assumption | Assumption |  | Worrell et al. 2010: Energy Efficiency Improvement and Cost Savings Opportunities for the U.S. Iron and Steel Industry, Berkeley | R. Schott et al. 2012 |  | R. Schott et al. 2012 | BCG2013: Steel's Contribution to a Low-Carbon Europe 2050 |  |  | BCG2013: Steel's Contribution to a Low-Carbon Europe 2050
Cyprus | PlantFacts Database (VdEh) | [7 empty] | PlantFacts Database (VdEh) | PlantFacts Database (VdEh) | PlantFacts Database (VdEh) | PlantFacts Database (VdEh) | PlantFacts Database (VdEh) | PlantFacts Database (VdEh) | PlantFacts Database (VdEh) | PlantFacts Database (VdEh) | [8 empty] | Worrell et al. 2010: Energy Efficiency Improvement and Cost Savings Opportunities for the U.S. Iron and Steel Industry, Berkeley |  | Assumption | Assumption |  | Worrell et al. 2010: Energy Efficiency Improvement and Cost Savings Opportunities for the U.S. Iron and Steel Industry, Berkeley | R. Schott et al. 2012 |  | R. Schott et al. 2012 | BCG2013: Steel's Contribution to a Low-Carbon Europe 2050 |  |  | BCG2013: Steel's Contribution to a Low-Carbon Europe 2050
Czech Republic | PlantFacts Database (VdEh) | [7 empty] | PlantFacts Database (VdEh) | PlantFacts Database (VdEh) | PlantFacts Database (VdEh) | PlantFacts Database (VdEh) | PlantFacts Database (VdEh) | PlantFacts Database (VdEh) | PlantFacts Database (VdEh) | PlantFacts Database (VdEh) | [8 empty] | Worrell et al. 2010: Energy Efficiency Improvement and Cost Savings Opportunities for the U.S. Iron and Steel Industry, Berkeley |  | Assumption | Assumption |  | Worrell et al. 2010: Energy Efficiency Improvement and Cost Savings Opportunities for the U.S. Iron and Steel Industry, Berkeley | R. Schott et al. 2012 |  | R. Schott et al. 2012 | BCG2013: Steel's Contribution to a Low-Carbon Europe 2050 |  |  | BCG2013: Steel's Contribution to a Low-Carbon Europe 2050
Denmark | PlantFacts Database (VdEh) | [7 empty] | PlantFacts Database (VdEh) | PlantFacts Database (VdEh) | PlantFacts Database (VdEh) | PlantFacts Database (VdEh) | PlantFacts Database (VdEh) | PlantFacts Database (VdEh) | PlantFacts Database (VdEh) | PlantFacts Database (VdEh) | [8 empty] | Worrell et al. 2010: Energy Efficiency Improvement and Cost Savings Opportunities for the U.S. Iron and Steel Industry, Berkeley |  | Assumption | Assumption |  | Worrell et al. 2010: Energy Efficiency Improvement and Cost Savings Opportunities for the U.S. Iron and Steel Industry, Berkeley | R. Schott et al. 2012 |  | R. Schott et al. 2012 | BCG2013: Steel's Contribution to a Low-Carbon Europe 2050 |  |  | BCG2013: Steel's Contribution to a Low-Carbon Europe 2050
Estonia | PlantFacts Database (VdEh) | [7 empty] | PlantFacts Database (VdEh) | PlantFacts Database (VdEh) | PlantFacts Database (VdEh) | PlantFacts Database (VdEh) | PlantFacts Database (VdEh) | PlantFacts Database (VdEh) | PlantFacts Database (VdEh) | PlantFacts Database (VdEh) | [8 empty] | Worrell et al. 2010: Energy Efficiency Improvement and Cost Savings Opportunities for the U.S. Iron and Steel Industry, Berkeley |  | Assumption | Assumption |  | Worrell et al. 2010: Energy Efficiency Improvement and Cost Savings Opportunities for the U.S. Iron and Steel Industry, Berkeley | R. Schott et al. 2012 |  | R. Schott et al. 2012 | BCG2013: Steel's Contribution to a Low-Carbon Europe 2050 |  |  | BCG2013: Steel's Contribution to a Low-Carbon Europe 2050
Finland | PlantFacts Database (VdEh) | [7 empty] | PlantFacts Database (VdEh) | PlantFacts Database (VdEh) | PlantFacts Database (VdEh) | PlantFacts Database (VdEh) | PlantFacts Database (VdEh) | PlantFacts Database (VdEh) | PlantFacts Database (VdEh) | PlantFacts Database (VdEh) | [8 empty] | Worrell et al. 2010: Energy Efficiency Improvement and Cost Savings Opportunities for the U.S. Iron and Steel Industry, Berkeley |  | Assumption | Assumption |  | Worrell et al. 2010: Energy Efficiency Improvement and Cost Savings Opportunities for the U.S. Iron and Steel Industry, Berkeley | R. Schott et al. 2012 |  | R. Schott et al. 2012 | BCG2013: Steel's Contribution to a Low-Carbon Europe 2050 |  |  | BCG2013: Steel's Contribution to a Low-Carbon Europe 2050
France | PlantFacts Database (VdEh) | [7 empty] | PlantFacts Database (VdEh) | PlantFacts Database (VdEh) | PlantFacts Database (VdEh) | PlantFacts Database (VdEh) | PlantFacts Database (VdEh) | PlantFacts Database (VdEh) | PlantFacts Database (VdEh) | PlantFacts Database (VdEh) | [8 empty] | Worrell et al. 2010: Energy Efficiency Improvement and Cost Savings Opportunities for the U.S. Iron and Steel Industry, Berkeley |  | Assumption | Assumption |  | Worrell et al. 2010: Energy Efficiency Improvement and Cost Savings Opportunities for the U.S. Iron and Steel Industry, Berkeley | R. Schott et al. 2012 |  | R. Schott et al. 2012 | BCG2013: Steel's Contribution to a Low-Carbon Europe 2050 |  |  | BCG2013: Steel's Contribution to a Low-Carbon Europe 2050
Germany | PlantFacts Database (VdEh) | [7 empty] | PlantFacts Database (VdEh) | PlantFacts Database (VdEh) | PlantFacts Database (VdEh) | PlantFacts Database (VdEh) | PlantFacts Database (VdEh) | PlantFacts Database (VdEh) | PlantFacts Database (VdEh) | PlantFacts Database (VdEh) | [8 empty] | Worrell et al. 2010: Energy Efficiency Improvement and Cost Savings Opportunities for the U.S. Iron and Steel Industry, Berkeley |  | Assumption | Assumption |  | Worrell et al. 2010: Energy Efficiency Improvement and Cost Savings Opportunities for the U.S. Iron and Steel Industry, Berkeley | R. Schott et al. 2012 |  | R. Schott et al. 2012 | BCG2013: Steel's Contribution to a Low-Carbon Europe 2050 |  |  | BCG2013: Steel's Contribution to a Low-Carbon Europe 2050
Greece | PlantFacts Database (VdEh) | [7 empty] | PlantFacts Database (VdEh) | PlantFacts Database (VdEh) | PlantFacts Database (VdEh) | PlantFacts Database (VdEh) | PlantFacts Database (VdEh) | PlantFacts Database (VdEh) | PlantFacts Database (VdEh) | PlantFacts Database (VdEh) | [8 empty] | Worrell et al. 2010: Energy Efficiency Improvement and Cost Savings Opportunities for the U.S. Iron and Steel Industry, Berkeley |  | Assumption | Assumption |  | Worrell et al. 2010: Energy Efficiency Improvement and Cost Savings Opportunities for the U.S. Iron and Steel Industry, Berkeley | R. Schott et al. 2012 |  | R. Schott et al. 2012 | BCG2013: Steel's Contribution to a Low-Carbon Europe 2050 |  |  | BCG2013: Steel's Contribution to a Low-Carbon Europe 2050
Hungary | PlantFacts Database (VdEh) | [7 empty] | PlantFacts Database (VdEh) | PlantFacts Database (VdEh) | PlantFacts Database (VdEh) | PlantFacts Database (VdEh) | PlantFacts Database (VdEh) | PlantFacts Database (VdEh) | PlantFacts Database (VdEh) | PlantFacts Database (VdEh) | [8 empty] | Worrell et al. 2010: Energy Efficiency Improvement and Cost Savings Opportunities for the U.S. Iron and Steel Industry, Berkeley |  | Assumption | Assumption |  | Worrell et al. 2010: Energy Efficiency Improvement and Cost Savings Opportunities for the U.S. Iron and Steel Industry, Berkeley | R. Schott et al. 2012 |  | R. Schott et al. 2012 | BCG2013: Steel's Contribution to a Low-Carbon Europe 2050 |  |  | BCG2013: Steel's Contribution to a Low-Carbon Europe 2050
Ireland | PlantFacts Database (VdEh) | [7 empty] | PlantFacts Database (VdEh) | PlantFacts Database (VdEh) | PlantFacts Database (VdEh) | PlantFacts Database (VdEh) | PlantFacts Database (VdEh) | PlantFacts Database (VdEh) | PlantFacts Database (VdEh) | PlantFacts Database (VdEh) | [8 empty] | Worrell et al. 2010: Energy Efficiency Improvement and Cost Savings Opportunities for the U.S. Iron and Steel Industry, Berkeley |  | Assumption | Assumption |  | Worrell et al. 2010: Energy Efficiency Improvement and Cost Savings Opportunities for the U.S. Iron and Steel Industry, Berkeley | R. Schott et al. 2012 |  | R. Schott et al. 2012 | BCG2013: Steel's Contribution to a Low-Carbon Europe 2050 |  |  | BCG2013: Steel's Contribution to a Low-Carbon Europe 2050
Italy | PlantFacts Database (VdEh) | [7 empty] | PlantFacts Database (VdEh) | PlantFacts Database (VdEh) | PlantFacts Database (VdEh) | PlantFacts Database (VdEh) | PlantFacts Database (VdEh) | PlantFacts Database (VdEh) | PlantFacts Database (VdEh) | PlantFacts Database (VdEh) | [8 empty] | Worrell et al. 2010: Energy Efficiency Improvement and Cost Savings Opportunities for the U.S. Iron and Steel Industry, Berkeley |  | Assumption | Assumption |  | Worrell et al. 2010: Energy Efficiency Improvement and Cost Savings Opportunities for the U.S. Iron and Steel Industry, Berkeley | R. Schott et al. 2012 |  | R. Schott et al. 2012 | BCG2013: Steel's Contribution to a Low-Carbon Europe 2050 |  |  | BCG2013: Steel's Contribution to a Low-Carbon Europe 2050
Latvia | PlantFacts Database (VdEh) | [7 empty] | PlantFacts Database (VdEh) | PlantFacts Database (VdEh) | PlantFacts Database (VdEh) | PlantFacts Database (VdEh) | PlantFacts Database (VdEh) | PlantFacts Database (VdEh) | PlantFacts Database (VdEh) | PlantFacts Database (VdEh) | [8 empty] | Worrell et al. 2010: Energy Efficiency Improvement and Cost Savings Opportunities for the U.S. Iron and Steel Industry, Berkeley |  | Assumption | Assumption |  | Worrell et al. 2010: Energy Efficiency Improvement and Cost Savings Opportunities for the U.S. Iron and Steel Industry, Berkeley | R. Schott et al. 2012 |  | R. Schott et al. 2012 | BCG2013: Steel's Contribution to a Low-Carbon Europe 2050 |  |  | BCG2013: Steel's Contribution to a Low-Carbon Europe 2050
Lithuania | PlantFacts Database (VdEh) | [7 empty] | PlantFacts Database (VdEh) | PlantFacts Database (VdEh) | PlantFacts Database (VdEh) | PlantFacts Database (VdEh) | PlantFacts Database (VdEh) | PlantFacts Database (VdEh) | PlantFacts Database (VdEh) | PlantFacts Database (VdEh) | [8 empty] | Worrell et al. 2010: Energy Efficiency Improvement and Cost Savings Opportunities for the U.S. Iron and Steel Industry, Berkeley |  | Assumption | Assumption |  | Worrell et al. 2010: Energy Efficiency Improvement and Cost Savings Opportunities for the U.S. Iron and Steel Industry, Berkeley | R. Schott et al. 2012 |  | R. Schott et al. 2012 | BCG2013: Steel's Contribution to a Low-Carbon Europe 2050 |  |  | BCG2013: Steel's Contribution to a Low-Carbon Europe 2050
Luxembourg | PlantFacts Database (VdEh) | [7 empty] | PlantFacts Database (VdEh) | PlantFacts Database (VdEh) | PlantFacts Database (VdEh) | PlantFacts Database (VdEh) | PlantFacts Database (VdEh) | PlantFacts Database (VdEh) | PlantFacts Database (VdEh) | PlantFacts Database (VdEh) | [8 empty] | Worrell et al. 2010: Energy Efficiency Improvement and Cost Savings Opportunities for the U.S. Iron and Steel Industry, Berkeley |  | Assumption | Assumption |  | Worrell et al. 2010: Energy Efficiency Improvement and Cost Savings Opportunities for the U.S. Iron and Steel Industry, Berkeley | R. Schott et al. 2012 |  | R. Schott et al. 2012 | BCG2013: Steel's Contribution to a Low-Carbon Europe 2050 |  |  | BCG2013: Steel's Contribution to a Low-Carbon Europe 2050
Malta | PlantFacts Database (VdEh) | [7 empty] | PlantFacts Database (VdEh) | PlantFacts Database (VdEh) | PlantFacts Database (VdEh) | PlantFacts Database (VdEh) | PlantFacts Database (VdEh) | PlantFacts Database (VdEh) | PlantFacts Database (VdEh) | PlantFacts Database (VdEh) | [8 empty] | Worrell et al. 2010: Energy Efficiency Improvement and Cost Savings Opportunities for the U.S. Iron and Steel Industry, Berkeley |  | Assumption | Assumption |  | Worrell et al. 2010: Energy Efficiency Improvement and Cost Savings Opportunities for the U.S. Iron and Steel Industry, Berkeley | R. Schott et al. 2012 |  | R. Schott et al. 2012 | BCG2013: Steel's Contribution to a Low-Carbon Europe 2050 |  |  | BCG2013: Steel's Contribution to a Low-Carbon Europe 2050
Netherlands | PlantFacts Database (VdEh) | [7 empty] | PlantFacts Database (VdEh) | PlantFacts Database (VdEh) | PlantFacts Database (VdEh) | PlantFacts Database (VdEh) | PlantFacts Database (VdEh) | PlantFacts Database (VdEh) | PlantFacts Database (VdEh) | PlantFacts Database (VdEh) | [8 empty] | Worrell et al. 2010: Energy Efficiency Improvement and Cost Savings Opportunities for the U.S. Iron and Steel Industry, Berkeley |  | Assumption | Assumption |  | Worrell et al. 2010: Energy Efficiency Improvement and Cost Savings Opportunities for the U.S. Iron and Steel Industry, Berkeley | R. Schott et al. 2012 |  | R. Schott et al. 2012 | BCG2013: Steel's Contribution to a Low-Carbon Europe 2050 |  |  | BCG2013: Steel's Contribution to a Low-Carbon Europe 2050
Poland | PlantFacts Database (VdEh) | [7 empty] | PlantFacts Database (VdEh) | PlantFacts Database (VdEh) | PlantFacts Database (VdEh) | PlantFacts Database (VdEh) | PlantFacts Database (VdEh) | PlantFacts Database (VdEh) | PlantFacts Database (VdEh) | PlantFacts Database (VdEh) | [8 empty] | Worrell et al. 2010: Energy Efficiency Improvement and Cost Savings Opportunities for the U.S. Iron and Steel Industry, Berkeley |  | Assumption | Assumption |  | Worrell et al. 2010: Energy Efficiency Improvement and Cost Savings Opportunities for the U.S. Iron and Steel Industry, Berkeley | R. Schott et al. 2012 |  | R. Schott et al. 2012 | BCG2013: Steel's Contribution to a Low-Carbon Europe 2050 |  |  | BCG2013: Steel's Contribution to a Low-Carbon Europe 2050
Portugal | PlantFacts Database (VdEh) | [7 empty] | PlantFacts Database (VdEh) | PlantFacts Database (VdEh) | PlantFacts Database (VdEh) | PlantFacts Database (VdEh) | PlantFacts Database (VdEh) | PlantFacts Database (VdEh) | PlantFacts Database (VdEh) | PlantFacts Database (VdEh) | [8 empty] | Worrell et al. 2010: Energy Efficiency Improvement and Cost Savings Opportunities for the U.S. Iron and Steel Industry, Berkeley |  | Assumption | Assumption |  | Worrell et al. 2010: Energy Efficiency Improvement and Cost Savings Opportunities for the U.S. Iron and Steel Industry, Berkeley | R. Schott et al. 2012 |  | R. Schott et al. 2012 | BCG2013: Steel's Contribution to a Low-Carbon Europe 2050 |  |  | BCG2013: Steel's Contribution to a Low-Carbon Europe 2050
Romania | PlantFacts Database (VdEh) | [7 empty] | PlantFacts Database (VdEh) | PlantFacts Database (VdEh) | PlantFacts Database (VdEh) | PlantFacts Database (VdEh) | PlantFacts Database (VdEh) | PlantFacts Database (VdEh) | PlantFacts Database (VdEh) | PlantFacts Database (VdEh) | [8 empty] | Worrell et al. 2010: Energy Efficiency Improvement and Cost Savings Opportunities for the U.S. Iron and Steel Industry, Berkeley |  | Assumption | Assumption |  | Worrell et al. 2010: Energy Efficiency Improvement and Cost Savings Opportunities for the U.S. Iron and Steel Industry, Berkeley | R. Schott et al. 2012 |  | R. Schott et al. 2012 | BCG2013: Steel's Contribution to a Low-Carbon Europe 2050 |  |  | BCG2013: Steel's Contribution to a Low-Carbon Europe 2050
Slovakia | PlantFacts Database (VdEh) | [7 empty] | PlantFacts Database (VdEh) | PlantFacts Database (VdEh) | PlantFacts Database (VdEh) | PlantFacts Database (VdEh) | PlantFacts Database (VdEh) | PlantFacts Database (VdEh) | PlantFacts Database (VdEh) | PlantFacts Database (VdEh) | [8 empty] | Worrell et al. 2010: Energy Efficiency Improvement and Cost Savings Opportunities for the U.S. Iron and Steel Industry, Berkeley |  | Assumption | Assumption |  | Worrell et al. 2010: Energy Efficiency Improvement and Cost Savings Opportunities for the U.S. Iron and Steel Industry, Berkeley | R. Schott et al. 2012 |  | R. Schott et al. 2012 | BCG2013: Steel's Contribution to a Low-Carbon Europe 2050 |  |  | BCG2013: Steel's Contribution to a Low-Carbon Europe 2050
Slovenia | PlantFacts Database (VdEh) | [7 empty] | PlantFacts Database (VdEh) | PlantFacts Database (VdEh) | PlantFacts Database (VdEh) | PlantFacts Database (VdEh) | PlantFacts Database (VdEh) | PlantFacts Database (VdEh) | PlantFacts Database (VdEh) | PlantFacts Database (VdEh) | [8 empty] | Worrell et al. 2010: Energy Efficiency Improvement and Cost Savings Opportunities for the U.S. Iron and Steel Industry, Berkeley |  | Assumption | Assumption |  | Worrell et al. 2010: Energy Efficiency Improvement and Cost Savings Opportunities for the U.S. Iron and Steel Industry, Berkeley | R. Schott et al. 2012 |  | R. Schott et al. 2012 | BCG2013: Steel's Contribution to a Low-Carbon Europe 2050 |  |  | BCG2013: Steel's Contribution to a Low-Carbon Europe 2050
Spain | PlantFacts Database (VdEh) | [7 empty] | PlantFacts Database (VdEh) | PlantFacts Database (VdEh) | PlantFacts Database (VdEh) | PlantFacts Database (VdEh) | PlantFacts Database (VdEh) | PlantFacts Database (VdEh) | PlantFacts Database (VdEh) | PlantFacts Database (VdEh) | [8 empty] | Worrell et al. 2010: Energy Efficiency Improvement and Cost Savings Opportunities for the U.S. Iron and Steel Industry, Berkeley |  | Assumption | Assumption |  | Worrell et al. 2010: Energy Efficiency Improvement and Cost Savings Opportunities for the U.S. Iron and Steel Industry, Berkeley | R. Schott et al. 2012 |  | R. Schott et al. 2012 | BCG2013: Steel's Contribution to a Low-Carbon Europe 2050 |  |  | BCG2013: Steel's Contribution to a Low-Carbon Europe 2050
Sweden | PlantFacts Database (VdEh) | [7 empty] | PlantFacts Database (VdEh) | PlantFacts Database (VdEh) | PlantFacts Database (VdEh) | PlantFacts Database (VdEh) | PlantFacts Database (VdEh) | PlantFacts Database (VdEh) | PlantFacts Database (VdEh) | PlantFacts Database (VdEh) | [8 empty] | Worrell et al. 2010: Energy Efficiency Improvement and Cost Savings Opportunities for the U.S. Iron and Steel Industry, Berkeley |  | Assumption | Assumption |  | Worrell et al. 2010: Energy Efficiency Improvement and Cost Savings Opportunities for the U.S. Iron and Steel Industry, Berkeley | R. Schott et al. 2012 |  | R. Schott et al. 2012 | BCG2013: Steel's Contribution to a Low-Carbon Europe 2050 |  |  | BCG2013: Steel's Contribution to a Low-Carbon Europe 2050
United Kingdom | PlantFacts Database (VdEh) | [7 empty] | PlantFacts Database (VdEh) | PlantFacts Database (VdEh) | PlantFacts Database (VdEh) | PlantFacts Database (VdEh) | PlantFacts Database (VdEh) | PlantFacts Database (VdEh) | PlantFacts Database (VdEh) | PlantFacts Database (VdEh) | [8 empty] | Worrell et al. 2010: Energy Efficiency Improvement and Cost Savings Opportunities for the U.S. Iron and Steel Industry, Berkeley |  | Assumption | Assumption |  | Worrell et al. 2010: Energy Efficiency Improvement and Cost Savings Opportunities for the U.S. Iron and Steel Industry, Berkeley | R. Schott et al. 2012 |  | R. Schott et al. 2012 | BCG2013: Steel's Contribution to a Low-Carbon Europe 2050 |  |  | BCG2013: Steel's Contribution to a Low-Carbon Europe 2050
Norway | PlantFacts Database (VdEh) | [14 empty] | PlantFacts Database (VdEh) | [8 empty] | Worrell et al. 2010: Energy Efficiency Improvement and Cost Savings Opportunities for the U.S. Iron and Steel Industry, Berkeley |  | Assumption | Assumption |  | Worrell et al. 2010: Energy Efficiency Improvement and Cost Savings Opportunities for the U.S. Iron and Steel Industry, Berkeley | R. Schott et al. 2012 |  | R. Schott et al. 2012 | BCG2013: Steel's Contribution to a Low-Carbon Europe 2050 |  |  | BCG2013: Steel's Contribution to a Low-Carbon Europe 2050
Switzerland | PlantFacts Database (VdEh) | [14 empty] | PlantFacts Database (VdEh) | [8 empty] | Worrell et al. 2010: Energy Efficiency Improvement and Cost Savings Opportunities for the U.S. Iron and Steel Industry, Berkeley |  | Assumption | Assumption |  | Worrell et al. 2010: Energy Efficiency Improvement and Cost Savings Opportunities for the U.S. Iron and Steel Industry, Berkeley | R. Schott et al. 2012 |  | R. Schott et al. 2012 | BCG2013: Steel's Contribution to a Low-Carbon Europe 2050 |  |  | BCG2013: Steel's Contribution to a Low-Carbon Europe 2050
Iceland | PlantFacts Database (VdEh) | [14 empty] | PlantFacts Database (VdEh) | [8 empty] | Worrell et al. 2010: Energy Efficiency Improvement and Cost Savings Opportunities for the U.S. Iron and Steel Industry, Berkeley |  | Assumption | Assumption |  | Worrell et al. 2010: Energy Efficiency Improvement and Cost Savings Opportunities for the U.S. Iron and Steel Industry, Berkeley | R. Schott et al. 2012 |  | R. Schott et al. 2012 | BCG2013: Steel's Contribution to a Low-Carbon Europe 2050 |  |  | BCG2013: Steel's Contribution to a Low-Carbon Europe 2050
Note on Y3: Tobias Fleiter: Refers to average SEC in entire technology stock

## Coking Plant
Coking Plant
| Technology stock data for 2014 | [25 empty] | Techno-economic data
| Capacity [kt] | Installed production capacity [t/a] | [6 empty] | Age distribution [share of total stock in %] | [6 empty] | Quantity | Quantity | [6 empty] | Specific energy consumption [MWh/t] | Thermal efficiency [%] | Electrical efficiency (CHP) [%] | Calculatory lifetime [a] | Technical lifetime [a] | Type of fuel [-] | Specific energy consumption [MWh/t] | Thermal efficiency [%] | Electrical efficiency (CHP) [%] | Saving options/ efficiency development [%] | Specific investment cost 2013 [€2013/t capacity] | Specific investment cost 2020 [€2013/t capacity] | Specific investment cost 2030 [€2013/t capacity] | Annual O&M cost (in % of Invest) | Sold units 2012 [n] | Sold units 2013 [n] | Maximum temperature level [°C] | Steam temperature [°C] | Steam pressure [bar] | Minimum capacitiy of one unit [t] | Maximum capacitiy of one unit [t] | x | interpolation/ extrapolation
|  | Total | [14 empty] | Total | [27 empty] | a | ad hoc calculation
|  | <100 kt | 100 -500 kt | 501 - 1000 kt | 1001 - 2000 kt | 2001 - 5000 kt | 5 - 10 Mt | >10 Mt | <10 a | 10-20 a | 20-30 a | 30-40 a | 40-50 a | 50-60 a | >60a |  | <100 t | 100 -500 t | 501 - 1000 t | 1001 - 2000 t | 2001 - 5000 t | 5 Mt - 10 Mt | >10 Mt | [21 empty] | s | direct use of the source
Austria | 1380 | confidential | confidential | confidential | confidential | confidential | confidential | confidential | confidential | confidential | confidential | confidential | confidential | confidential | confidential | 1 |  |  |  | 1 |  |  |  | 0.97 | 45 | not applicable | 20 | 40 | Coke, Hard Coal, Natural Gas, Stack Gas | 0.88 | 50 | not applicable | 15 | 118.218 | 118.218 | 118.218 | 23 |  |  | 1200 | not applicable | not applicable |  |  | m | modelling
Belgium | 1270 | confidential | confidential | confidential | confidential | confidential | confidential | confidential | confidential | confidential | confidential | confidential | confidential | confidential | confidential | 1 |  |  |  | 1 |  |  |  | 0.97 | 45 | not applicable | 20 | 40 | Coke, Hard Coal, Natural Gas, Stack Gas | 0.88 | 50 | not applicable | 15 | 120.156 | 120.156 | 120.156 | 23 |  |  | 1200 | not applicable | not applicable
Bulgaria |  | confidential | confidential | confidential | confidential | confidential | confidential | confidential | confidential | confidential | confidential | confidential | confidential | confidential | confidential | 0 | [7 empty] | 0.97 | 45 | not applicable | 20 | 40 | Coke, Hard Coal, Natural Gas, Stack Gas | 0.88 | 50 | not applicable | 15 | 103.284 | 103.284 | 103.284 | 23 |  |  | 1200 | not applicable | not applicable
Croatia |  | confidential | confidential | confidential | confidential | confidential | confidential | confidential | confidential | confidential | confidential | confidential | confidential | confidential | confidential | 0 | [7 empty] | 0.97 | 45 | not applicable | 20 | 40 | Coke, Hard Coal, Natural Gas, Stack Gas | 0.88 | 50 | not applicable | 15 | 109.782 | 109.782 | 109.782 | 23 |  |  | 1200 | not applicable | not applicable
Cyprus |  | confidential | confidential | confidential | confidential | confidential | confidential | confidential | confidential | confidential | confidential | confidential | confidential | confidential | confidential | 0 | [7 empty] | 0.97 | 45 | not applicable | 20 | 40 | Coke, Hard Coal, Natural Gas, Stack Gas | 0.88 | 50 | not applicable | 15 | 115.14 | 115.14 | 115.14 | 23 |  |  | 1200 | not applicable | not applicable
Czech Republic | 2780 | confidential | confidential | confidential | confidential | confidential | confidential | confidential | confidential | confidential | confidential | confidential | confidential | confidential | confidential | 4 |  | 1 | 2 | 1 |  |  |  | 0.97 | 45 | not applicable | 20 | 40 | Coke, Hard Coal, Natural Gas, Stack Gas | 0.88 | 50 | not applicable | 15 | 109.554 | 109.554 | 109.554 | 23 |  |  | 1200 | not applicable | not applicable
Denmark |  | confidential | confidential | confidential | confidential | confidential | confidential | confidential | confidential | confidential | confidential | confidential | confidential | confidential | confidential | 0 | [7 empty] | 0.97 | 45 | not applicable | 20 | 40 | Coke, Hard Coal, Natural Gas, Stack Gas | 0.88 | 50 | not applicable | 15 | 141.018 | 141.018 | 141.018 | 23 |  |  | 1200 | not applicable | not applicable
Estonia |  | confidential | confidential | confidential | confidential | confidential | confidential | confidential | confidential | confidential | confidential | confidential | confidential | confidential | confidential | 0 | [7 empty] | 0.97 | 45 | not applicable | 20 | 40 | Coke, Hard Coal, Natural Gas, Stack Gas | 0.88 | 50 | not applicable | 15 | 108.3 | 108.3 | 108.3 | 23 |  |  | 1200 | not applicable | not applicable
Finland | 940 | confidential | confidential | confidential | confidential | confidential | confidential | confidential | confidential | confidential | confidential | confidential | confidential | confidential | confidential | 1 |  |  | 1 |  |  |  |  | 0.97 | 45 | not applicable | 20 | 40 | Coke, Hard Coal, Natural Gas, Stack Gas | 0.88 | 50 | not applicable | 15 | 131.1 | 131.1 | 131.1 | 23 |  |  | 1200 | not applicable | not applicable
France | 3730 | confidential | confidential | confidential | confidential | confidential | confidential | confidential | confidential | confidential | confidential | confidential | confidential | confidential | confidential | 4 |  |  | 3 | 1 |  |  |  | 0.97 | 45 | not applicable | 20 | 40 | Coke, Hard Coal, Natural Gas, Stack Gas | 0.88 | 50 | not applicable | 15 | 116.28 | 116.28 | 116.28 | 23 |  |  | 1200 | not applicable | not applicable
Germany | 9700 | confidential | confidential | confidential | confidential | confidential | confidential | confidential | confidential | confidential | confidential | confidential | confidential | confidential | confidential | 6 |  |  |  | 5 | 1 |  |  | 0.97 | 45 | not applicable | 20 | 40 | Coke, Hard Coal, Natural Gas, Stack Gas | 0.88 | 50 | not applicable | 15 | 112.404 | 112.404 | 112.404 | 23 |  |  | 1200 | not applicable | not applicable
Greece |  | confidential | confidential | confidential | confidential | confidential | confidential | confidential | confidential | confidential | confidential | confidential | confidential | confidential | confidential | 0 | [7 empty] | 0.97 | 45 | not applicable | 20 | 40 | Coke, Hard Coal, Natural Gas, Stack Gas | 0.88 | 50 | not applicable | 15 | 122.094 | 122.094 | 122.094 | 23 |  |  | 1200 | not applicable | not applicable
Hungary | 830 | confidential | confidential | confidential | confidential | confidential | confidential | confidential | confidential | confidential | confidential | confidential | confidential | confidential | confidential | 1 |  |  | 1 |  |  |  |  | 0.97 | 45 | not applicable | 20 | 40 | Coke, Hard Coal, Natural Gas, Stack Gas | 0.88 | 50 | not applicable | 15 | 103.854 | 103.854 | 103.854 | 23 |  |  | 1200 | not applicable | not applicable
Ireland |  | confidential | confidential | confidential | confidential | confidential | confidential | confidential | confidential | confidential | confidential | confidential | confidential | confidential | confidential | 0 | [7 empty] | 0.97 | 45 | not applicable | 20 | 40 | Coke, Hard Coal, Natural Gas, Stack Gas | 0.88 | 50 | not applicable | 15 | 119.586 | 119.586 | 119.586 | 23 |  |  | 1200 | not applicable | not applicable
Italy | 2610 | confidential | confidential | confidential | confidential | confidential | confidential | confidential | confidential | confidential | confidential | confidential | confidential | confidential | confidential | 4 |  | 2 | 2 |  |  |  |  | 0.97 | 45 | not applicable | 20 | 40 | Coke, Hard Coal, Natural Gas, Stack Gas | 0.88 | 50 | not applicable | 15 | 113.658 | 113.658 | 113.658 | 23 |  |  | 1200 | not applicable | not applicable
Latvia |  | confidential | confidential | confidential | confidential | confidential | confidential | confidential | confidential | confidential | confidential | confidential | confidential | confidential | confidential | 0 | [7 empty] | 0.97 | 45 | not applicable | 20 | 40 | Coke, Hard Coal, Natural Gas, Stack Gas | 0.88 | 50 | not applicable | 15 | 112.29 | 112.29 | 112.29 | 23 |  |  | 1200 | not applicable | not applicable
Lithuania |  | confidential | confidential | confidential | confidential | confidential | confidential | confidential | confidential | confidential | confidential | confidential | confidential | confidential | confidential | 0 | [7 empty] | 0.97 | 45 | not applicable | 20 | 40 | Coke, Hard Coal, Natural Gas, Stack Gas | 0.88 | 50 | not applicable | 15 | 106.932 | 106.932 | 106.932 | 23 |  |  | 1200 | not applicable | not applicable
Luxembourg |  | confidential | confidential | confidential | confidential | confidential | confidential | confidential | confidential | confidential | confidential | confidential | confidential | confidential | confidential | 0 | [7 empty] | 0.97 | 45 | not applicable | 20 | 40 | Coke, Hard Coal, Natural Gas, Stack Gas | 0.88 | 50 | not applicable | 15 | 115.596 | 115.596 | 115.596 | 23 |  |  | 1200 | not applicable | not applicable
Malta |  | confidential | confidential | confidential | confidential | confidential | confidential | confidential | confidential | confidential | confidential | confidential | confidential | confidential | confidential | 0 | [7 empty] | 0.97 | 45 | not applicable | 20 | 40 | Coke, Hard Coal, Natural Gas, Stack Gas | 0.88 | 50 | not applicable | 15 | 123.804 | 123.804 | 123.804 | 23 |  |  | 1200 | not applicable | not applicable
Netherlands | 2320 | confidential | confidential | confidential | confidential | confidential | confidential | confidential | confidential | confidential | confidential | confidential | confidential | confidential | confidential | 4 |  | 2 | 1 | 1 |  |  |  | 0.97 | 45 | not applicable | 20 | 40 | Coke, Hard Coal, Natural Gas, Stack Gas | 0.88 | 50 | not applicable | 15 | 113.43 | 113.43 | 113.43 | 23 |  |  | 1200 | not applicable | not applicable
Poland | 12220 | confidential | confidential | confidential | confidential | confidential | confidential | confidential | confidential | confidential | confidential | confidential | confidential | confidential | confidential | 13 |  | 6 | 3 | 3 | 1 |  |  | 0.97 | 45 | not applicable | 20 | 40 | Coke, Hard Coal, Natural Gas, Stack Gas | 0.88 | 50 | not applicable | 15 | 105.108 | 105.108 | 105.108 | 23 |  |  | 1200 | not applicable | not applicable
Portugal |  | confidential | confidential | confidential | confidential | confidential | confidential | confidential | confidential | confidential | confidential | confidential | confidential | confidential | confidential | 0 | [7 empty] | 0.97 | 45 | not applicable | 20 | 40 | Coke, Hard Coal, Natural Gas, Stack Gas | 0.88 | 50 | not applicable | 15 | 121.866 | 121.866 | 121.866 | 23 |  |  | 1200 | not applicable | not applicable
Romania |  | confidential | confidential | confidential | confidential | confidential | confidential | confidential | confidential | confidential | confidential | confidential | confidential | confidential | confidential | 0 | [7 empty] | 0.97 | 45 | not applicable | 20 | 40 | Coke, Hard Coal, Natural Gas, Stack Gas | 0.88 | 50 | not applicable | 15 | 111.15 | 111.15 | 111.15 | 23 |  |  | 1200 | not applicable | not applicable
Slovakia | 2025 | confidential | confidential | confidential | confidential | confidential | confidential | confidential | confidential | confidential | confidential | confidential | confidential | confidential | confidential | 2 |  |  | 1 | 1 |  |  |  | 0.97 | 45 | not applicable | 20 | 40 | Coke, Hard Coal, Natural Gas, Stack Gas | 0.88 | 50 | not applicable | 15 | 116.964 | 116.964 | 116.964 | 23 |  |  | 1200 | not applicable | not applicable
Slovenia |  | confidential | confidential | confidential | confidential | confidential | confidential | confidential | confidential | confidential | confidential | confidential | confidential | confidential | confidential | 0 | [7 empty] | 0.97 | 45 | not applicable | 20 | 40 | Coke, Hard Coal, Natural Gas, Stack Gas | 0.88 | 50 | not applicable | 15 | 112.632 | 112.632 | 112.632 | 23 |  |  | 1200 | not applicable | not applicable
Spain | 2470 | confidential | confidential | confidential | confidential | confidential | confidential | confidential | confidential | confidential | confidential | confidential | confidential | confidential | confidential | 3 |  |  | 2 | 1 |  |  |  | 0.97 | 45 | not applicable | 20 | 40 | Coke, Hard Coal, Natural Gas, Stack Gas | 0.88 | 50 | not applicable | 15 | 112.176 | 112.176 | 112.176 | 23 |  |  | 1200 | not applicable | not applicable
Sweden | 1150 | confidential | confidential | confidential | confidential | confidential | confidential | confidential | confidential | confidential | confidential | confidential | confidential | confidential | confidential | 2 |  | 1 | 1 |  |  |  |  | 0.97 | 45 | not applicable | 20 | 40 | Coke, Hard Coal, Natural Gas, Stack Gas | 0.88 | 50 | not applicable | 15 | 128.592 | 128.592 | 128.592 | 23 |  |  | 1200 | not applicable | not applicable
United Kingdom | 4140 | confidential | confidential | confidential | confidential | confidential | confidential | confidential | confidential | confidential | confidential | confidential | confidential | confidential | confidential | 6 |  | 2 | 3 | 1 |  |  |  | 0.97 | 45 | not applicable | 20 | 40 | Coke, Hard Coal, Natural Gas, Stack Gas | 0.88 | 50 | not applicable | 15 | 107.958 | 107.958 | 107.958 | 23 |  |  | 1200 | not applicable | not applicable
Total EU-28 | 47565 |  | 4910 | 14755 | 20860 | 7040 | [9 empty] | 52 | 0 | 14 | 20 | 16 | 2 | 0 | 0 | 0.97 | 45 | not applicable | 20 | 40 | Coke, Hard Coal, Natural Gas, Stack Gas | 0.88 | 50 | not applicable | 15 | 114 | 114 | 114 | 23 | 0 | 0 | 1200 | not applicable | not applicable | bar: <10 a to >60a
Norway | [15 empty] | 0 | [7 empty] | 0.97 | 45 | not applicable | 20 | 40 | Coke, Hard Coal, Natural Gas, Stack Gas | 0.88 | 50 | not applicable | 15 | 148.656 | 148.656 | 148.656 | 23 |  |  | 1200 | not applicable | not applicable | bar: <10 a to >60a
Switzerland | [15 empty] | 0 | [7 empty] | 0.97 | 45 | not applicable | 20 | 40 | Coke, Hard Coal, Natural Gas, Stack Gas | 0.88 | 50 | not applicable | 15 | 134.064 | 134.064 | 134.064 | 23 |  |  | 1200 | not applicable | not applicable | bar: <10 a to >60a
Iceland | [15 empty] | 0 | [7 empty] | 0.97 | 45 | not applicable | 20 | 40 | Coke, Hard Coal, Natural Gas, Stack Gas | 0.88 | 50 | not applicable | 15 | 137.598 | 137.598 | 137.598 | 23 |  |  | 1200 | not applicable | not applicable | bar: <10 a to >60a
Total | 47565 |  | 4910 | 14755 | 20860 | 7040 | [9 empty] | 52 | 0 | 6 | 8 | 21 | 25 | 0 | 0 | 0.97 | 45 | not applicable | 20 | 40 | Coke, Hard Coal, Natural Gas, Stack Gas | 0.88 | 50 | not applicable | 15 | 118 | 118 | 118 | 23 | 0 | 0 | 1200 | not applicable | not applicable | bar: <10 a to >60a
Sources
| Capacity [kt] | Installed thermal capacity [MW] | [5 empty] | <10 a: Age distribution [share of total stock in %] | Quantity [1] | Quantity | [6 empty] | Specific energy consumption [GJ/t] | Thermal efficiency [%] | Electrical efficiency (CHP) [%] | Calculatory lifetime [a] | Technical lifetime [a] | Type of fuel [-] |  | Thermal efficiency [%] | Electrical efficiency (CHP) [%] | Saving options/ efficiency development [%] | Specific investment cost 2013 [€2013] | Specific investment cost 2020 [€2013] | Specific investment cost 2030 [€2013] | Annual O&M cost (in % of Invest) | Sold units 2012 [n] | Sold units 2013 [n] | Maximum temperature level [°C] | Steam temperature [°C] | Steam pressure [bar] | Minimum capacitiy of one unit [kW] | Maximum capacitiy of one unit [kW]
|  | Total | [14 empty] | Total
|  | <25 kW | 25 - 50 kW | 51 - 250 kW | 251 - 1000 kW | 1001 - 4999 kW | 5k - 25k kW | >25k kW | <10 a | 10-20 a | 20-30 a | 30-40 a | 40-50 a | 50-60 a | >60a |  | <25 kW | 25 - 50 kW | 51 - 250 kW | 251 - 1000 kW | 1001 - 4999 kW | 5k - 25k kW | >25k kW
Austria | PlantFacts Database (VdEh) | [7 empty] | PlantFacts Database (VdEh) | PlantFacts Database (VdEh) | PlantFacts Database (VdEh) | PlantFacts Database (VdEh) | PlantFacts Database (VdEh) | PlantFacts Database (VdEh) | PlantFacts Database (VdEh) | PlantFacts Database (VdEh) | [10 empty] | Assumption | Assumption |  | Worrell et al. 2010: Energy Efficiency Improvement and Cost Savings Opportunities for the U.S. Iron and Steel Industry, Berkeley | Worrell et al. 2010: Energy Efficiency Improvement and Cost Savings Opportunities for the U.S. Iron and Steel Industry, Berkeley |  | Worrell et al. 2010: Energy Efficiency Improvement and Cost Savings Opportunities for the U.S. Iron and Steel Industry, Berkeley | Press releases steel manufacturer, BCG2013: Steel's Contribution to a Low-Carbon Europe 2050 |  |  | Press releases steel manufacturer, BCG2013: Steel's Contribution to a Low-Carbon Europe 2050
Belgium | PlantFacts Database (VdEh) | [7 empty] | PlantFacts Database (VdEh) | PlantFacts Database (VdEh) | PlantFacts Database (VdEh) | PlantFacts Database (VdEh) | PlantFacts Database (VdEh) | PlantFacts Database (VdEh) | PlantFacts Database (VdEh) | PlantFacts Database (VdEh) | [10 empty] | Assumption | Assumption |  | Worrell et al. 2010: Energy Efficiency Improvement and Cost Savings Opportunities for the U.S. Iron and Steel Industry, Berkeley | Worrell et al. 2010: Energy Efficiency Improvement and Cost Savings Opportunities for the U.S. Iron and Steel Industry, Berkeley |  | Worrell et al. 2010: Energy Efficiency Improvement and Cost Savings Opportunities for the U.S. Iron and Steel Industry, Berkeley | Press releases steel manufacturer, BCG2013: Steel's Contribution to a Low-Carbon Europe 2050 |  |  | Press releases steel manufacturer, BCG2013: Steel's Contribution to a Low-Carbon Europe 2050
Bulgaria | PlantFacts Database (VdEh) | [7 empty] | PlantFacts Database (VdEh) | PlantFacts Database (VdEh) | PlantFacts Database (VdEh) | PlantFacts Database (VdEh) | PlantFacts Database (VdEh) | PlantFacts Database (VdEh) | PlantFacts Database (VdEh) | PlantFacts Database (VdEh) | [10 empty] | Assumption | Assumption |  | Worrell et al. 2010: Energy Efficiency Improvement and Cost Savings Opportunities for the U.S. Iron and Steel Industry, Berkeley | Worrell et al. 2010: Energy Efficiency Improvement and Cost Savings Opportunities for the U.S. Iron and Steel Industry, Berkeley |  | Worrell et al. 2010: Energy Efficiency Improvement and Cost Savings Opportunities for the U.S. Iron and Steel Industry, Berkeley | Press releases steel manufacturer, BCG2013: Steel's Contribution to a Low-Carbon Europe 2050 |  |  | Press releases steel manufacturer, BCG2013: Steel's Contribution to a Low-Carbon Europe 2050
Croatia | PlantFacts Database (VdEh) | [7 empty] | PlantFacts Database (VdEh) | PlantFacts Database (VdEh) | PlantFacts Database (VdEh) | PlantFacts Database (VdEh) | PlantFacts Database (VdEh) | PlantFacts Database (VdEh) | PlantFacts Database (VdEh) | PlantFacts Database (VdEh) | [10 empty] | Assumption | Assumption |  | Worrell et al. 2010: Energy Efficiency Improvement and Cost Savings Opportunities for the U.S. Iron and Steel Industry, Berkeley | Worrell et al. 2010: Energy Efficiency Improvement and Cost Savings Opportunities for the U.S. Iron and Steel Industry, Berkeley |  | Worrell et al. 2010: Energy Efficiency Improvement and Cost Savings Opportunities for the U.S. Iron and Steel Industry, Berkeley | Press releases steel manufacturer, BCG2013: Steel's Contribution to a Low-Carbon Europe 2050 |  |  | Press releases steel manufacturer, BCG2013: Steel's Contribution to a Low-Carbon Europe 2050
Cyprus | PlantFacts Database (VdEh) | [7 empty] | PlantFacts Database (VdEh) | PlantFacts Database (VdEh) | PlantFacts Database (VdEh) | PlantFacts Database (VdEh) | PlantFacts Database (VdEh) | PlantFacts Database (VdEh) | PlantFacts Database (VdEh) | PlantFacts Database (VdEh) | [10 empty] | Assumption | Assumption |  | Worrell et al. 2010: Energy Efficiency Improvement and Cost Savings Opportunities for the U.S. Iron and Steel Industry, Berkeley | Worrell et al. 2010: Energy Efficiency Improvement and Cost Savings Opportunities for the U.S. Iron and Steel Industry, Berkeley |  | Worrell et al. 2010: Energy Efficiency Improvement and Cost Savings Opportunities for the U.S. Iron and Steel Industry, Berkeley | Press releases steel manufacturer, BCG2013: Steel's Contribution to a Low-Carbon Europe 2050 |  |  | Press releases steel manufacturer, BCG2013: Steel's Contribution to a Low-Carbon Europe 2050
Czech Republic | PlantFacts Database (VdEh) | [7 empty] | PlantFacts Database (VdEh) | PlantFacts Database (VdEh) | PlantFacts Database (VdEh) | PlantFacts Database (VdEh) | PlantFacts Database (VdEh) | PlantFacts Database (VdEh) | PlantFacts Database (VdEh) | PlantFacts Database (VdEh) | [10 empty] | Assumption | Assumption |  | Worrell et al. 2010: Energy Efficiency Improvement and Cost Savings Opportunities for the U.S. Iron and Steel Industry, Berkeley | Worrell et al. 2010: Energy Efficiency Improvement and Cost Savings Opportunities for the U.S. Iron and Steel Industry, Berkeley |  | Worrell et al. 2010: Energy Efficiency Improvement and Cost Savings Opportunities for the U.S. Iron and Steel Industry, Berkeley | Press releases steel manufacturer, BCG2013: Steel's Contribution to a Low-Carbon Europe 2050 |  |  | Press releases steel manufacturer, BCG2013: Steel's Contribution to a Low-Carbon Europe 2050
Denmark | PlantFacts Database (VdEh) | [7 empty] | PlantFacts Database (VdEh) | PlantFacts Database (VdEh) | PlantFacts Database (VdEh) | PlantFacts Database (VdEh) | PlantFacts Database (VdEh) | PlantFacts Database (VdEh) | PlantFacts Database (VdEh) | PlantFacts Database (VdEh) | [10 empty] | Assumption | Assumption |  | Worrell et al. 2010: Energy Efficiency Improvement and Cost Savings Opportunities for the U.S. Iron and Steel Industry, Berkeley | Worrell et al. 2010: Energy Efficiency Improvement and Cost Savings Opportunities for the U.S. Iron and Steel Industry, Berkeley |  | Worrell et al. 2010: Energy Efficiency Improvement and Cost Savings Opportunities for the U.S. Iron and Steel Industry, Berkeley | Press releases steel manufacturer, BCG2013: Steel's Contribution to a Low-Carbon Europe 2050 |  |  | Press releases steel manufacturer, BCG2013: Steel's Contribution to a Low-Carbon Europe 2050
Estonia | PlantFacts Database (VdEh) | [7 empty] | PlantFacts Database (VdEh) | PlantFacts Database (VdEh) | PlantFacts Database (VdEh) | PlantFacts Database (VdEh) | PlantFacts Database (VdEh) | PlantFacts Database (VdEh) | PlantFacts Database (VdEh) | PlantFacts Database (VdEh) | [10 empty] | Assumption | Assumption |  | Worrell et al. 2010: Energy Efficiency Improvement and Cost Savings Opportunities for the U.S. Iron and Steel Industry, Berkeley | Worrell et al. 2010: Energy Efficiency Improvement and Cost Savings Opportunities for the U.S. Iron and Steel Industry, Berkeley |  | Worrell et al. 2010: Energy Efficiency Improvement and Cost Savings Opportunities for the U.S. Iron and Steel Industry, Berkeley | Press releases steel manufacturer, BCG2013: Steel's Contribution to a Low-Carbon Europe 2050 |  |  | Press releases steel manufacturer, BCG2013: Steel's Contribution to a Low-Carbon Europe 2050
Finland | PlantFacts Database (VdEh) | [7 empty] | PlantFacts Database (VdEh) | PlantFacts Database (VdEh) | PlantFacts Database (VdEh) | PlantFacts Database (VdEh) | PlantFacts Database (VdEh) | PlantFacts Database (VdEh) | PlantFacts Database (VdEh) | PlantFacts Database (VdEh) | [10 empty] | Assumption | Assumption |  | Worrell et al. 2010: Energy Efficiency Improvement and Cost Savings Opportunities for the U.S. Iron and Steel Industry, Berkeley | Worrell et al. 2010: Energy Efficiency Improvement and Cost Savings Opportunities for the U.S. Iron and Steel Industry, Berkeley |  | Worrell et al. 2010: Energy Efficiency Improvement and Cost Savings Opportunities for the U.S. Iron and Steel Industry, Berkeley | Press releases steel manufacturer, BCG2013: Steel's Contribution to a Low-Carbon Europe 2050 |  |  | Press releases steel manufacturer, BCG2013: Steel's Contribution to a Low-Carbon Europe 2050
France | PlantFacts Database (VdEh) | [7 empty] | PlantFacts Database (VdEh) | PlantFacts Database (VdEh) | PlantFacts Database (VdEh) | PlantFacts Database (VdEh) | PlantFacts Database (VdEh) | PlantFacts Database (VdEh) | PlantFacts Database (VdEh) | PlantFacts Database (VdEh) | [10 empty] | Assumption | Assumption |  | Worrell et al. 2010: Energy Efficiency Improvement and Cost Savings Opportunities for the U.S. Iron and Steel Industry, Berkeley | Worrell et al. 2010: Energy Efficiency Improvement and Cost Savings Opportunities for the U.S. Iron and Steel Industry, Berkeley |  | Worrell et al. 2010: Energy Efficiency Improvement and Cost Savings Opportunities for the U.S. Iron and Steel Industry, Berkeley | Press releases steel manufacturer, BCG2013: Steel's Contribution to a Low-Carbon Europe 2050 |  |  | Press releases steel manufacturer, BCG2013: Steel's Contribution to a Low-Carbon Europe 2050
Germany | PlantFacts Database (VdEh) | [7 empty] | PlantFacts Database (VdEh) | PlantFacts Database (VdEh) | PlantFacts Database (VdEh) | PlantFacts Database (VdEh) | PlantFacts Database (VdEh) | PlantFacts Database (VdEh) | PlantFacts Database (VdEh) | PlantFacts Database (VdEh) | [10 empty] | Assumption | Assumption |  | Worrell et al. 2010: Energy Efficiency Improvement and Cost Savings Opportunities for the U.S. Iron and Steel Industry, Berkeley | Worrell et al. 2010: Energy Efficiency Improvement and Cost Savings Opportunities for the U.S. Iron and Steel Industry, Berkeley |  | Worrell et al. 2010: Energy Efficiency Improvement and Cost Savings Opportunities for the U.S. Iron and Steel Industry, Berkeley | Press releases steel manufacturer, BCG2013: Steel's Contribution to a Low-Carbon Europe 2050 |  |  | Press releases steel manufacturer, BCG2013: Steel's Contribution to a Low-Carbon Europe 2050
Greece | PlantFacts Database (VdEh) | [7 empty] | PlantFacts Database (VdEh) | PlantFacts Database (VdEh) | PlantFacts Database (VdEh) | PlantFacts Database (VdEh) | PlantFacts Database (VdEh) | PlantFacts Database (VdEh) | PlantFacts Database (VdEh) | PlantFacts Database (VdEh) | [10 empty] | Assumption | Assumption |  | Worrell et al. 2010: Energy Efficiency Improvement and Cost Savings Opportunities for the U.S. Iron and Steel Industry, Berkeley | Worrell et al. 2010: Energy Efficiency Improvement and Cost Savings Opportunities for the U.S. Iron and Steel Industry, Berkeley |  | Worrell et al. 2010: Energy Efficiency Improvement and Cost Savings Opportunities for the U.S. Iron and Steel Industry, Berkeley | Press releases steel manufacturer, BCG2013: Steel's Contribution to a Low-Carbon Europe 2050 |  |  | Press releases steel manufacturer, BCG2013: Steel's Contribution to a Low-Carbon Europe 2050
Hungary | PlantFacts Database (VdEh) | [7 empty] | PlantFacts Database (VdEh) | PlantFacts Database (VdEh) | PlantFacts Database (VdEh) | PlantFacts Database (VdEh) | PlantFacts Database (VdEh) | PlantFacts Database (VdEh) | PlantFacts Database (VdEh) | PlantFacts Database (VdEh) | [10 empty] | Assumption | Assumption |  | Worrell et al. 2010: Energy Efficiency Improvement and Cost Savings Opportunities for the U.S. Iron and Steel Industry, Berkeley | Worrell et al. 2010: Energy Efficiency Improvement and Cost Savings Opportunities for the U.S. Iron and Steel Industry, Berkeley |  | Worrell et al. 2010: Energy Efficiency Improvement and Cost Savings Opportunities for the U.S. Iron and Steel Industry, Berkeley | Press releases steel manufacturer, BCG2013: Steel's Contribution to a Low-Carbon Europe 2050 |  |  | Press releases steel manufacturer, BCG2013: Steel's Contribution to a Low-Carbon Europe 2050
Ireland | PlantFacts Database (VdEh) | [7 empty] | PlantFacts Database (VdEh) | PlantFacts Database (VdEh) | PlantFacts Database (VdEh) | PlantFacts Database (VdEh) | PlantFacts Database (VdEh) | PlantFacts Database (VdEh) | PlantFacts Database (VdEh) | PlantFacts Database (VdEh) | [10 empty] | Assumption | Assumption |  | Worrell et al. 2010: Energy Efficiency Improvement and Cost Savings Opportunities for the U.S. Iron and Steel Industry, Berkeley | Worrell et al. 2010: Energy Efficiency Improvement and Cost Savings Opportunities for the U.S. Iron and Steel Industry, Berkeley |  | Worrell et al. 2010: Energy Efficiency Improvement and Cost Savings Opportunities for the U.S. Iron and Steel Industry, Berkeley | Press releases steel manufacturer, BCG2013: Steel's Contribution to a Low-Carbon Europe 2050 |  |  | Press releases steel manufacturer, BCG2013: Steel's Contribution to a Low-Carbon Europe 2050
Italy | PlantFacts Database (VdEh) | [7 empty] | PlantFacts Database (VdEh) | PlantFacts Database (VdEh) | PlantFacts Database (VdEh) | PlantFacts Database (VdEh) | PlantFacts Database (VdEh) | PlantFacts Database (VdEh) | PlantFacts Database (VdEh) | PlantFacts Database (VdEh) | [10 empty] | Assumption | Assumption |  | Worrell et al. 2010: Energy Efficiency Improvement and Cost Savings Opportunities for the U.S. Iron and Steel Industry, Berkeley | Worrell et al. 2010: Energy Efficiency Improvement and Cost Savings Opportunities for the U.S. Iron and Steel Industry, Berkeley |  | Worrell et al. 2010: Energy Efficiency Improvement and Cost Savings Opportunities for the U.S. Iron and Steel Industry, Berkeley | Press releases steel manufacturer, BCG2013: Steel's Contribution to a Low-Carbon Europe 2050 |  |  | Press releases steel manufacturer, BCG2013: Steel's Contribution to a Low-Carbon Europe 2050
Latvia | PlantFacts Database (VdEh) | [7 empty] | PlantFacts Database (VdEh) | PlantFacts Database (VdEh) | PlantFacts Database (VdEh) | PlantFacts Database (VdEh) | PlantFacts Database (VdEh) | PlantFacts Database (VdEh) | PlantFacts Database (VdEh) | PlantFacts Database (VdEh) | [10 empty] | Assumption | Assumption |  | Worrell et al. 2010: Energy Efficiency Improvement and Cost Savings Opportunities for the U.S. Iron and Steel Industry, Berkeley | Worrell et al. 2010: Energy Efficiency Improvement and Cost Savings Opportunities for the U.S. Iron and Steel Industry, Berkeley |  | Worrell et al. 2010: Energy Efficiency Improvement and Cost Savings Opportunities for the U.S. Iron and Steel Industry, Berkeley | Press releases steel manufacturer, BCG2013: Steel's Contribution to a Low-Carbon Europe 2050 |  |  | Press releases steel manufacturer, BCG2013: Steel's Contribution to a Low-Carbon Europe 2050
Lithuania | PlantFacts Database (VdEh) | [7 empty] | PlantFacts Database (VdEh) | PlantFacts Database (VdEh) | PlantFacts Database (VdEh) | PlantFacts Database (VdEh) | PlantFacts Database (VdEh) | PlantFacts Database (VdEh) | PlantFacts Database (VdEh) | PlantFacts Database (VdEh) | [10 empty] | Assumption | Assumption |  | Worrell et al. 2010: Energy Efficiency Improvement and Cost Savings Opportunities for the U.S. Iron and Steel Industry, Berkeley | Worrell et al. 2010: Energy Efficiency Improvement and Cost Savings Opportunities for the U.S. Iron and Steel Industry, Berkeley |  | Worrell et al. 2010: Energy Efficiency Improvement and Cost Savings Opportunities for the U.S. Iron and Steel Industry, Berkeley | Press releases steel manufacturer, BCG2013: Steel's Contribution to a Low-Carbon Europe 2050 |  |  | Press releases steel manufacturer, BCG2013: Steel's Contribution to a Low-Carbon Europe 2050
Luxembourg | PlantFacts Database (VdEh) | [7 empty] | PlantFacts Database (VdEh) | PlantFacts Database (VdEh) | PlantFacts Database (VdEh) | PlantFacts Database (VdEh) | PlantFacts Database (VdEh) | PlantFacts Database (VdEh) | PlantFacts Database (VdEh) | PlantFacts Database (VdEh) | [10 empty] | Assumption | Assumption |  | Worrell et al. 2010: Energy Efficiency Improvement and Cost Savings Opportunities for the U.S. Iron and Steel Industry, Berkeley | Worrell et al. 2010: Energy Efficiency Improvement and Cost Savings Opportunities for the U.S. Iron and Steel Industry, Berkeley |  | Worrell et al. 2010: Energy Efficiency Improvement and Cost Savings Opportunities for the U.S. Iron and Steel Industry, Berkeley | Press releases steel manufacturer, BCG2013: Steel's Contribution to a Low-Carbon Europe 2050 |  |  | Press releases steel manufacturer, BCG2013: Steel's Contribution to a Low-Carbon Europe 2050
Malta | PlantFacts Database (VdEh) | [7 empty] | PlantFacts Database (VdEh) | PlantFacts Database (VdEh) | PlantFacts Database (VdEh) | PlantFacts Database (VdEh) | PlantFacts Database (VdEh) | PlantFacts Database (VdEh) | PlantFacts Database (VdEh) | PlantFacts Database (VdEh) | [10 empty] | Assumption | Assumption |  | Worrell et al. 2010: Energy Efficiency Improvement and Cost Savings Opportunities for the U.S. Iron and Steel Industry, Berkeley | Worrell et al. 2010: Energy Efficiency Improvement and Cost Savings Opportunities for the U.S. Iron and Steel Industry, Berkeley |  | Worrell et al. 2010: Energy Efficiency Improvement and Cost Savings Opportunities for the U.S. Iron and Steel Industry, Berkeley | Press releases steel manufacturer, BCG2013: Steel's Contribution to a Low-Carbon Europe 2050 |  |  | Press releases steel manufacturer, BCG2013: Steel's Contribution to a Low-Carbon Europe 2050
Netherlands | PlantFacts Database (VdEh) | [7 empty] | PlantFacts Database (VdEh) | PlantFacts Database (VdEh) | PlantFacts Database (VdEh) | PlantFacts Database (VdEh) | PlantFacts Database (VdEh) | PlantFacts Database (VdEh) | PlantFacts Database (VdEh) | PlantFacts Database (VdEh) | [10 empty] | Assumption | Assumption |  | Worrell et al. 2010: Energy Efficiency Improvement and Cost Savings Opportunities for the U.S. Iron and Steel Industry, Berkeley | Worrell et al. 2010: Energy Efficiency Improvement and Cost Savings Opportunities for the U.S. Iron and Steel Industry, Berkeley |  | Worrell et al. 2010: Energy Efficiency Improvement and Cost Savings Opportunities for the U.S. Iron and Steel Industry, Berkeley | Press releases steel manufacturer, BCG2013: Steel's Contribution to a Low-Carbon Europe 2050 |  |  | Press releases steel manufacturer, BCG2013: Steel's Contribution to a Low-Carbon Europe 2050
Poland | PlantFacts Database (VdEh) | [7 empty] | PlantFacts Database (VdEh) | PlantFacts Database (VdEh) | PlantFacts Database (VdEh) | PlantFacts Database (VdEh) | PlantFacts Database (VdEh) | PlantFacts Database (VdEh) | PlantFacts Database (VdEh) | PlantFacts Database (VdEh) | [10 empty] | Assumption | Assumption |  | Worrell et al. 2010: Energy Efficiency Improvement and Cost Savings Opportunities for the U.S. Iron and Steel Industry, Berkeley | Worrell et al. 2010: Energy Efficiency Improvement and Cost Savings Opportunities for the U.S. Iron and Steel Industry, Berkeley |  | Worrell et al. 2010: Energy Efficiency Improvement and Cost Savings Opportunities for the U.S. Iron and Steel Industry, Berkeley | Press releases steel manufacturer, BCG2013: Steel's Contribution to a Low-Carbon Europe 2050 |  |  | Press releases steel manufacturer, BCG2013: Steel's Contribution to a Low-Carbon Europe 2050
Portugal | PlantFacts Database (VdEh) | [7 empty] | PlantFacts Database (VdEh) | PlantFacts Database (VdEh) | PlantFacts Database (VdEh) | PlantFacts Database (VdEh) | PlantFacts Database (VdEh) | PlantFacts Database (VdEh) | PlantFacts Database (VdEh) | PlantFacts Database (VdEh) | [10 empty] | Assumption | Assumption |  | Worrell et al. 2010: Energy Efficiency Improvement and Cost Savings Opportunities for the U.S. Iron and Steel Industry, Berkeley | Worrell et al. 2010: Energy Efficiency Improvement and Cost Savings Opportunities for the U.S. Iron and Steel Industry, Berkeley |  | Worrell et al. 2010: Energy Efficiency Improvement and Cost Savings Opportunities for the U.S. Iron and Steel Industry, Berkeley | Press releases steel manufacturer, BCG2013: Steel's Contribution to a Low-Carbon Europe 2050 |  |  | Press releases steel manufacturer, BCG2013: Steel's Contribution to a Low-Carbon Europe 2050
Romania | PlantFacts Database (VdEh) | [7 empty] | PlantFacts Database (VdEh) | PlantFacts Database (VdEh) | PlantFacts Database (VdEh) | PlantFacts Database (VdEh) | PlantFacts Database (VdEh) | PlantFacts Database (VdEh) | PlantFacts Database (VdEh) | PlantFacts Database (VdEh) | [10 empty] | Assumption | Assumption |  | Worrell et al. 2010: Energy Efficiency Improvement and Cost Savings Opportunities for the U.S. Iron and Steel Industry, Berkeley | Worrell et al. 2010: Energy Efficiency Improvement and Cost Savings Opportunities for the U.S. Iron and Steel Industry, Berkeley |  | Worrell et al. 2010: Energy Efficiency Improvement and Cost Savings Opportunities for the U.S. Iron and Steel Industry, Berkeley | Press releases steel manufacturer, BCG2013: Steel's Contribution to a Low-Carbon Europe 2050 |  |  | Press releases steel manufacturer, BCG2013: Steel's Contribution to a Low-Carbon Europe 2050
Slovakia | PlantFacts Database (VdEh) | [7 empty] | PlantFacts Database (VdEh) | PlantFacts Database (VdEh) | PlantFacts Database (VdEh) | PlantFacts Database (VdEh) | PlantFacts Database (VdEh) | PlantFacts Database (VdEh) | PlantFacts Database (VdEh) | PlantFacts Database (VdEh) | [10 empty] | Assumption | Assumption |  | Worrell et al. 2010: Energy Efficiency Improvement and Cost Savings Opportunities for the U.S. Iron and Steel Industry, Berkeley | Worrell et al. 2010: Energy Efficiency Improvement and Cost Savings Opportunities for the U.S. Iron and Steel Industry, Berkeley |  | Worrell et al. 2010: Energy Efficiency Improvement and Cost Savings Opportunities for the U.S. Iron and Steel Industry, Berkeley | Press releases steel manufacturer, BCG2013: Steel's Contribution to a Low-Carbon Europe 2050 |  |  | Press releases steel manufacturer, BCG2013: Steel's Contribution to a Low-Carbon Europe 2050
Slovenia | PlantFacts Database (VdEh) | [7 empty] | PlantFacts Database (VdEh) | PlantFacts Database (VdEh) | PlantFacts Database (VdEh) | PlantFacts Database (VdEh) | PlantFacts Database (VdEh) | PlantFacts Database (VdEh) | PlantFacts Database (VdEh) | PlantFacts Database (VdEh) | [10 empty] | Assumption | Assumption |  | Worrell et al. 2010: Energy Efficiency Improvement and Cost Savings Opportunities for the U.S. Iron and Steel Industry, Berkeley | Worrell et al. 2010: Energy Efficiency Improvement and Cost Savings Opportunities for the U.S. Iron and Steel Industry, Berkeley |  | Worrell et al. 2010: Energy Efficiency Improvement and Cost Savings Opportunities for the U.S. Iron and Steel Industry, Berkeley | Press releases steel manufacturer, BCG2013: Steel's Contribution to a Low-Carbon Europe 2050 |  |  | Press releases steel manufacturer, BCG2013: Steel's Contribution to a Low-Carbon Europe 2050
Spain | PlantFacts Database (VdEh) | [7 empty] | PlantFacts Database (VdEh) | PlantFacts Database (VdEh) | PlantFacts Database (VdEh) | PlantFacts Database (VdEh) | PlantFacts Database (VdEh) | PlantFacts Database (VdEh) | PlantFacts Database (VdEh) | PlantFacts Database (VdEh) | [10 empty] | Assumption | Assumption |  | Worrell et al. 2010: Energy Efficiency Improvement and Cost Savings Opportunities for the U.S. Iron and Steel Industry, Berkeley | Worrell et al. 2010: Energy Efficiency Improvement and Cost Savings Opportunities for the U.S. Iron and Steel Industry, Berkeley |  | Worrell et al. 2010: Energy Efficiency Improvement and Cost Savings Opportunities for the U.S. Iron and Steel Industry, Berkeley | Press releases steel manufacturer, BCG2013: Steel's Contribution to a Low-Carbon Europe 2050 |  |  | Press releases steel manufacturer, BCG2013: Steel's Contribution to a Low-Carbon Europe 2050
Sweden | PlantFacts Database (VdEh) | [7 empty] | PlantFacts Database (VdEh) | PlantFacts Database (VdEh) | PlantFacts Database (VdEh) | PlantFacts Database (VdEh) | PlantFacts Database (VdEh) | PlantFacts Database (VdEh) | PlantFacts Database (VdEh) | PlantFacts Database (VdEh) | [10 empty] | Assumption | Assumption |  | Worrell et al. 2010: Energy Efficiency Improvement and Cost Savings Opportunities for the U.S. Iron and Steel Industry, Berkeley | Worrell et al. 2010: Energy Efficiency Improvement and Cost Savings Opportunities for the U.S. Iron and Steel Industry, Berkeley |  | Worrell et al. 2010: Energy Efficiency Improvement and Cost Savings Opportunities for the U.S. Iron and Steel Industry, Berkeley | Press releases steel manufacturer, BCG2013: Steel's Contribution to a Low-Carbon Europe 2050 |  |  | Press releases steel manufacturer, BCG2013: Steel's Contribution to a Low-Carbon Europe 2050
United Kingdom | PlantFacts Database (VdEh) | [7 empty] | PlantFacts Database (VdEh) | PlantFacts Database (VdEh) | PlantFacts Database (VdEh) | PlantFacts Database (VdEh) | PlantFacts Database (VdEh) | PlantFacts Database (VdEh) | PlantFacts Database (VdEh) | PlantFacts Database (VdEh) | [10 empty] | Assumption | Assumption |  | Worrell et al. 2010: Energy Efficiency Improvement and Cost Savings Opportunities for the U.S. Iron and Steel Industry, Berkeley | Worrell et al. 2010: Energy Efficiency Improvement and Cost Savings Opportunities for the U.S. Iron and Steel Industry, Berkeley |  | Worrell et al. 2010: Energy Efficiency Improvement and Cost Savings Opportunities for the U.S. Iron and Steel Industry, Berkeley | Press releases steel manufacturer, BCG2013: Steel's Contribution to a Low-Carbon Europe 2050 |  |  | Press releases steel manufacturer, BCG2013: Steel's Contribution to a Low-Carbon Europe 2050
Norway | PlantFacts Database (VdEh) | [7 empty] | PlantFacts Database (VdEh) | PlantFacts Database (VdEh) | PlantFacts Database (VdEh) | PlantFacts Database (VdEh) | PlantFacts Database (VdEh) | PlantFacts Database (VdEh) | PlantFacts Database (VdEh) | PlantFacts Database (VdEh) | [10 empty] | Assumption | Assumption |  |  | Worrell et al. 2010: Energy Efficiency Improvement and Cost Savings Opportunities for the U.S. Iron and Steel Industry, Berkeley |  | Worrell et al. 2010: Energy Efficiency Improvement and Cost Savings Opportunities for the U.S. Iron and Steel Industry, Berkeley | Press releases steel manufacturer, BCG2013: Steel's Contribution to a Low-Carbon Europe 2050 |  |  | Press releases steel manufacturer, BCG2013: Steel's Contribution to a Low-Carbon Europe 2050
Switzerland | PlantFacts Database (VdEh) | [7 empty] | PlantFacts Database (VdEh) | PlantFacts Database (VdEh) | PlantFacts Database (VdEh) | PlantFacts Database (VdEh) | PlantFacts Database (VdEh) | PlantFacts Database (VdEh) | PlantFacts Database (VdEh) | PlantFacts Database (VdEh) | [10 empty] | Assumption | Assumption |  |  | Worrell et al. 2010: Energy Efficiency Improvement and Cost Savings Opportunities for the U.S. Iron and Steel Industry, Berkeley |  | Worrell et al. 2010: Energy Efficiency Improvement and Cost Savings Opportunities for the U.S. Iron and Steel Industry, Berkeley | Press releases steel manufacturer, BCG2013: Steel's Contribution to a Low-Carbon Europe 2050 |  |  | Press releases steel manufacturer, BCG2013: Steel's Contribution to a Low-Carbon Europe 2050
Iceland | PlantFacts Database (VdEh) | [7 empty] | PlantFacts Database (VdEh) | PlantFacts Database (VdEh) | PlantFacts Database (VdEh) | PlantFacts Database (VdEh) | PlantFacts Database (VdEh) | PlantFacts Database (VdEh) | PlantFacts Database (VdEh) | PlantFacts Database (VdEh) | [10 empty] | Assumption | Assumption |  |  | Worrell et al. 2010: Energy Efficiency Improvement and Cost Savings Opportunities for the U.S. Iron and Steel Industry, Berkeley |  | Worrell et al. 2010: Energy Efficiency Improvement and Cost Savings Opportunities for the U.S. Iron and Steel Industry, Berkeley | Press releases steel manufacturer, BCG2013: Steel's Contribution to a Low-Carbon Europe 2050 |  |  | Press releases steel manufacturer, BCG2013: Steel's Contribution to a Low-Carbon Europe 2050
Note on Y3: Tobias Fleiter: Refers to average SEC in entire technology stock

## Sinter and Pellets
Sinter, Pellets | [8 empty] | Sum not 100: unknown age or rounding error
| Technology stock data for 2014 | [25 empty] | Techno-economic data
| Capacity [Mt] | Installed production capacity [t/a] | [6 empty] | Age distribution [share of total stock in %] | [6 empty] | Quantity | Quantity | [6 empty] | Specific energy consumption [MWh/t] | Thermal efficiency [%] | Electrical efficiency (CHP) [%] | Calculatory lifetime [a] | Technical lifetime [a] | Type of fuel [-] | Specific energy consumption [MWh/t] | Thermal efficiency [%] | Electrical efficiency (CHP) [%] | Saving options/ efficiency development until 2050 [%] | Specific investment cost 2013 [€2013/t capacity] | Specific investment cost 2020 [€2013/t capacity] | Specific investment cost 2030 [€2013/t capacity] | Annual O&M cost (in % of Invest) | Sold units 2012 [n] | Sold units 2013 [n] | Maximum temperature level [°C] | Steam temperature [°C] | Steam pressure [bar] | Minimum capacitiy of one unit [t] | Maximum capacitiy of one unit [t] | x | interpolation/ extrapolation
|  | Total | [14 empty] | Total | [27 empty] | a | ad hoc calculation
|  | <100 kt | 100 -500 kt | 501 - 1000 kt | 1001 - 2000 kt | 2001 - 5000 kt | 5 - 10 Mt | >10 Mt | <10 a | 10-20 a | 20-30 a | 30-40 a | 40-50 a | 50-60 a | >60a |  | <100 kt | 100 -500 kt | 501 - 1000 kt | 1001 - 2000 kt | 2001 - 5000 kt | 5 - 10 Mt | >10 Mt | [21 empty] | s | direct use of the source
Austria | 4200 | confidential | confidential | confidential | confidential | confidential | confidential | confidential | confidential | confidential | confidential | confidential | confidential | confidential | confidential | 2 |  |  |  | 1 | 1 |  |  | 0.8 | 40 | not applicable | 20 | 40 | Coke, Hard Coal, Natural Gas, Stack Gas | 0.5 | 62.5 | not applicable | 30 | 52.887 | 52.887 | 52.887 | 23 |  |  | 1500 | not applicable | not applicable |  |  | m | modelling
Belgium | 7200 | confidential | confidential | confidential | confidential | confidential | confidential | confidential | confidential | confidential | confidential | confidential | confidential | confidential | confidential | 2 |  |  |  | 1 |  | 1 |  | 0.8 | 40 | not applicable | 20 | 40 | Coke, Hard Coal, Natural Gas, Stack Gas | 0.5 | 62.5 | not applicable | 30 | 53.754 | 53.754 | 53.754 | 23 |  |  | 1500 | not applicable | not applicable
Bulgaria |  | confidential | confidential | confidential | confidential | confidential | confidential | confidential | confidential | confidential | confidential | confidential | confidential | confidential | confidential | 0 | [7 empty] | 0.8 | 40 | not applicable | 20 | 40 | Coke, Hard Coal, Natural Gas, Stack Gas | 0.5 | 62.5 | not applicable | 30 | 46.206 | 46.206 | 46.206 | 23 |  |  | 1500 | not applicable | not applicable
Croatia |  | confidential | confidential | confidential | confidential | confidential | confidential | confidential | confidential | confidential | confidential | confidential | confidential | confidential | confidential | 0 | [7 empty] | 0.8 | 40 | not applicable | 20 | 40 | Coke, Hard Coal, Natural Gas, Stack Gas | 0.5 | 62.5 | not applicable | 30 | 49.113 | 49.113 | 49.113 | 23 |  |  | 1500 | not applicable | not applicable
Cyprus |  | confidential | confidential | confidential | confidential | confidential | confidential | confidential | confidential | confidential | confidential | confidential | confidential | confidential | confidential | 0 | [7 empty] | 0.8 | 40 | not applicable | 20 | 40 | Coke, Hard Coal, Natural Gas, Stack Gas | 0.5 | 62.5 | not applicable | 30 | 51.51 | 51.51 | 51.51 | 23 |  |  | 1500 | not applicable | not applicable
Czech Republic | 6420 | confidential | confidential | confidential | confidential | confidential | confidential | confidential | confidential | confidential | confidential | confidential | confidential | confidential | confidential | 4 |  |  |  | 3 | 1 |  |  | 0.8 | 40 | not applicable | 20 | 40 | Coke, Hard Coal, Natural Gas, Stack Gas | 0.5 | 62.5 | not applicable | 30 | 49.011 | 49.011 | 49.011 | 23 |  |  | 1500 | not applicable | not applicable
Denmark |  | confidential | confidential | confidential | confidential | confidential | confidential | confidential | confidential | confidential | confidential | confidential | confidential | confidential | confidential | 0 | [7 empty] | 0.8 | 40 | not applicable | 20 | 40 | Coke, Hard Coal, Natural Gas, Stack Gas | 0.5 | 62.5 | not applicable | 30 | 63.087 | 63.087 | 63.087 | 23 |  |  | 1500 | not applicable | not applicable
Estonia |  | confidential | confidential | confidential | confidential | confidential | confidential | confidential | confidential | confidential | confidential | confidential | confidential | confidential | confidential | 0 | [7 empty] | 0.8 | 40 | not applicable | 20 | 40 | Coke, Hard Coal, Natural Gas, Stack Gas | 0.5 | 62.5 | not applicable | 30 | 48.45 | 48.45 | 48.45 | 23 |  |  | 1500 | not applicable | not applicable
Finland |  | confidential | confidential | confidential | confidential | confidential | confidential | confidential | confidential | confidential | confidential | confidential | confidential | confidential | confidential | 0 | [7 empty] | 0.8 | 40 | not applicable | 20 | 40 | Coke, Hard Coal, Natural Gas, Stack Gas | 0.5 | 62.5 | not applicable | 30 | 58.65 | 58.65 | 58.65 | 23 |  |  | 1500 | not applicable | not applicable
France | 17900 | confidential | confidential | confidential | confidential | confidential | confidential | confidential | confidential | confidential | confidential | confidential | confidential | confidential | confidential | 4 |  |  |  | 1 | 1 | 2 |  | 0.8 | 40 | not applicable | 20 | 40 | Coke, Hard Coal, Natural Gas, Stack Gas | 0.5 | 62.5 | not applicable | 30 | 52.02 | 52.02 | 52.02 | 23 |  |  | 1500 | not applicable | not applicable
Germany | 31775 | confidential | confidential | confidential | confidential | confidential | confidential | confidential | confidential | confidential | confidential | confidential | confidential | confidential | confidential | 10 |  | 1 |  | 1 | 6 | 2 |  | 0.8 | 40 | not applicable | 20 | 40 | Coke, Hard Coal, Natural Gas, Stack Gas | 0.5 | 62.5 | not applicable | 30 | 50.286 | 50.286 | 50.286 | 23 |  |  | 1500 | not applicable | not applicable
Greece |  | confidential | confidential | confidential | confidential | confidential | confidential | confidential | confidential | confidential | confidential | confidential | confidential | confidential | confidential | 0 | [7 empty] | 0.8 | 40 | not applicable | 20 | 40 | Coke, Hard Coal, Natural Gas, Stack Gas | 0.5 | 62.5 | not applicable | 30 | 54.621 | 54.621 | 54.621 | 23 |  |  | 1500 | not applicable | not applicable
Hungary | 1000 | confidential | confidential | confidential | confidential | confidential | confidential | confidential | confidential | confidential | confidential | confidential | confidential | confidential | confidential | 1 |  |  | 1 |  |  |  |  | 0.8 | 40 | not applicable | 20 | 40 | Coke, Hard Coal, Natural Gas, Stack Gas | 0.5 | 62.5 | not applicable | 30 | 46.461 | 46.461 | 46.461 | 23 |  |  | 1500 | not applicable | not applicable
Ireland |  | confidential | confidential | confidential | confidential | confidential | confidential | confidential | confidential | confidential | confidential | confidential | confidential | confidential | confidential | 0 | [7 empty] | 0.8 | 40 | not applicable | 20 | 40 | Coke, Hard Coal, Natural Gas, Stack Gas | 0.5 | 62.5 | not applicable | 30 | 53.499 | 53.499 | 53.499 | 23 |  |  | 1500 | not applicable | not applicable
Italy | 11000 | confidential | confidential | confidential | confidential | confidential | confidential | confidential | confidential | confidential | confidential | confidential | confidential | confidential | confidential | 2 | [5 empty] | 2 |  | 0.8 | 40 | not applicable | 20 | 40 | Coke, Hard Coal, Natural Gas, Stack Gas | 0.5 | 62.5 | not applicable | 30 | 50.847 | 50.847 | 50.847 | 23 |  |  | 1500 | not applicable | not applicable
Latvia |  | confidential | confidential | confidential | confidential | confidential | confidential | confidential | confidential | confidential | confidential | confidential | confidential | confidential | confidential | 0 | [7 empty] | 0.8 | 40 | not applicable | 20 | 40 | Coke, Hard Coal, Natural Gas, Stack Gas | 0.5 | 62.5 | not applicable | 30 | 50.235 | 50.235 | 50.235 | 23 |  |  | 1500 | not applicable | not applicable
Lithuania |  | confidential | confidential | confidential | confidential | confidential | confidential | confidential | confidential | confidential | confidential | confidential | confidential | confidential | confidential | 0 | [7 empty] | 0.8 | 40 | not applicable | 20 | 40 | Coke, Hard Coal, Natural Gas, Stack Gas | 0.5 | 62.5 | not applicable | 30 | 47.838 | 47.838 | 47.838 | 23 |  |  | 1500 | not applicable | not applicable
Luxembourg |  | confidential | confidential | confidential | confidential | confidential | confidential | confidential | confidential | confidential | confidential | confidential | confidential | confidential | confidential | 0 | [7 empty] | 0.8 | 40 | not applicable | 20 | 40 | Coke, Hard Coal, Natural Gas, Stack Gas | 0.5 | 62.5 | not applicable | 30 | 51.714 | 51.714 | 51.714 | 23 |  |  | 1500 | not applicable | not applicable
Malta |  | confidential | confidential | confidential | confidential | confidential | confidential | confidential | confidential | confidential | confidential | confidential | confidential | confidential | confidential | 0 | [7 empty] | 0.8 | 40 | not applicable | 20 | 40 | Coke, Hard Coal, Natural Gas, Stack Gas | 0.5 | 62.5 | not applicable | 30 | 55.386 | 55.386 | 55.386 | 23 |  |  | 1500 | not applicable | not applicable
Netherlands | 9000 | confidential | confidential | confidential | confidential | confidential | confidential | confidential | confidential | confidential | confidential | confidential | confidential | confidential | confidential | 4 |  |  | 1 | 2 | 1 |  |  | 0.8 | 40 | not applicable | 20 | 40 | Coke, Hard Coal, Natural Gas, Stack Gas | 0.5 | 62.5 | not applicable | 30 | 50.745 | 50.745 | 50.745 | 23 |  |  | 1500 | not applicable | not applicable
Poland | 7350 | confidential | confidential | confidential | confidential | confidential | confidential | confidential | confidential | confidential | confidential | confidential | confidential | confidential | confidential | 3 |  |  |  | 1 | 2 |  |  | 0.8 | 40 | not applicable | 20 | 40 | Coke, Hard Coal, Natural Gas, Stack Gas | 0.5 | 62.5 | not applicable | 30 | 47.022 | 47.022 | 47.022 | 23 |  |  | 1500 | not applicable | not applicable
Portugal |  | confidential | confidential | confidential | confidential | confidential | confidential | confidential | confidential | confidential | confidential | confidential | confidential | confidential | confidential | 0 | [7 empty] | 0.8 | 40 | not applicable | 20 | 40 | Coke, Hard Coal, Natural Gas, Stack Gas | 0.5 | 62.5 | not applicable | 30 | 54.519 | 54.519 | 54.519 | 23 |  |  | 1500 | not applicable | not applicable
Romania | 3000 | confidential | confidential | confidential | confidential | confidential | confidential | confidential | confidential | confidential | confidential | confidential | confidential | confidential | confidential | 1 |  |  |  |  | 1 |  |  | 0.8 | 40 | not applicable | 20 | 40 | Coke, Hard Coal, Natural Gas, Stack Gas | 0.5 | 62.5 | not applicable | 30 | 49.725 | 49.725 | 49.725 | 23 |  |  | 1500 | not applicable | not applicable
Slovakia | 4200 | confidential | confidential | confidential | confidential | confidential | confidential | confidential | confidential | confidential | confidential | confidential | confidential | confidential | confidential | 1 |  |  |  |  | 1 |  |  | 0.8 | 40 | not applicable | 20 | 40 | Coke, Hard Coal, Natural Gas, Stack Gas | 0.5 | 62.5 | not applicable | 30 | 52.326 | 52.326 | 52.326 | 23 |  |  | 1500 | not applicable | not applicable
Slovenia |  | confidential | confidential | confidential | confidential | confidential | confidential | confidential | confidential | confidential | confidential | confidential | confidential | confidential | confidential | 0 | [7 empty] | 0.8 | 40 | not applicable | 20 | 40 | Coke, Hard Coal, Natural Gas, Stack Gas | 0.5 | 62.5 | not applicable | 30 | 50.388 | 50.388 | 50.388 | 23 |  |  | 1500 | not applicable | not applicable
Spain | 6000 | confidential | confidential | confidential | confidential | confidential | confidential | confidential | confidential | confidential | confidential | confidential | confidential | confidential | confidential | 2 |  |  |  |  | 2 |  |  | 0.8 | 40 | not applicable | 20 | 40 | Coke, Hard Coal, Natural Gas, Stack Gas | 0.5 | 62.5 | not applicable | 30 | 50.184 | 50.184 | 50.184 | 23 |  |  | 1500 | not applicable | not applicable
Sweden | 23500 | confidential | confidential | confidential | confidential | confidential | confidential | confidential | confidential | confidential | confidential | confidential | confidential | confidential | confidential | 6 |  |  |  |  | 6 |  |  | 0.8 | 40 | not applicable | 20 | 40 | Coke, Hard Coal, Natural Gas, Stack Gas | 0.5 | 62.5 | not applicable | 30 | 57.528 | 57.528 | 57.528 | 23 |  |  | 1500 | not applicable | not applicable
United Kingdom | 13600 | confidential | confidential | confidential | confidential | confidential | confidential | confidential | confidential | confidential | confidential | confidential | confidential | confidential | confidential | 4 |  |  |  |  | 4 |  |  | 0.8 | 40 | not applicable | 20 | 40 | Coke, Hard Coal, Natural Gas, Stack Gas | 0.5 | 62.5 | not applicable | 30 | 48.297 | 48.297 | 48.297 | 23 |  |  | 1500 | not applicable | not applicable
Total EU-28 | 146145 | 0 | 0 | 2400 | 16060 | 84610 | 43075 | >10 Mt: 0 | 46 | 0 | 1 | 2 | 10 | 26 | 7 | 0 | 0.8 | 40 | not applicable | 20 | 40 | Coke, Hard Coal, Natural Gas, Stack Gas | 0.5 | 62.5 | not applicable | 30 | 51 | 51 | 51 | 23 | 0 | 0 | 1500 | not applicable | not applicable
Norway | [15 empty] | 0 | [7 empty] | 0.8 | 40 | not applicable | 20 | 40 | Coke, Hard Coal, Natural Gas, Stack Gas | 0.5 | 62.5 | not applicable | 30 | 66.504 | 66.504 | 66.504 | 23 |  |  | 1500 | not applicable | not applicable | bar: <10 a to >60a
Switzerland | [15 empty] | 0 | [7 empty] | 0.8 | 40 | not applicable | 20 | 40 | Coke, Hard Coal, Natural Gas, Stack Gas | 0.5 | 62.5 | not applicable | 30 | 59.976 | 59.976 | 59.976 | 23 |  |  | 1500 | not applicable | not applicable | bar: <10 a to >60a
Iceland | [15 empty] | 0 | [7 empty] | 0.8 | 40 | not applicable | 20 | 40 | Coke, Hard Coal, Natural Gas, Stack Gas | 0.5 | 62.5 | not applicable | 30 | 61.557 | 61.557 | 61.557 | 23 |  |  | 1500 | not applicable | not applicable | bar: <10 a to >60a
Total | 146145 | 0 | 0 | 2400 | 16060 | 84610 | 43075 | >10 Mt: 0 | 45 | 0 | 6 | 8 | 21 | 25 | 0 | 0 |  |  | not applicable | 20 | 40 | Coke, Hard Coal, Natural Gas, Stack Gas | 0.5 | 62.5 | not applicable | 30 | 53 | 53 | 53 | 23 | 0 | 0 | 1500 | not applicable | not applicable
Sources
| Capacity [kt] | Installed thermal capacity [MW] | [5 empty] | <10 a: Age distribution [share of total stock in %] | Quantity [1] | Quantity | [6 empty] | Specific energy consumption [MWh/t] | Thermal efficiency [%] | Electrical efficiency (CHP) [%] | Calculatory lifetime [a] | Technical lifetime [a] | Type of fuel [-] | Specific energy consumption [MWh/t] | Thermal efficiency [%] | Electrical efficiency (CHP) [%] | Saving options/ efficiency development [%] | Specific investment cost 2013 [€2013] | Specific investment cost 2020 [€2013] | Specific investment cost 2030 [€2013] | Annual O&M cost (in % of Invest) | Sold units 2012 [n] | Sold units 2013 [n] | Maximum temperature level [°C] | Steam temperature [°C] | Steam pressure [bar] | Minimum capacitiy of one unit [kW] | Maximum capacitiy of one unit [kW]
|  | Total | [14 empty] | Total
|  | <25 kW | 25 - 50 kW | 51 - 250 kW | 251 - 1000 kW | 1001 - 4999 kW | 5k - 25k kW | >25k kW | <10 a | 10-20 a | 20-30 a | 30-40 a | 40-50 a | 50-60 a | >60a |  | <25 kW | 25 - 50 kW | 51 - 250 kW | 251 - 1000 kW | 1001 - 4999 kW | 5k - 25k kW | >25k kW
Austria | PlantFacts Database (VdEh) | [7 empty] | PlantFacts Database (VdEh) | PlantFacts Database (VdEh) | PlantFacts Database (VdEh) | PlantFacts Database (VdEh) | PlantFacts Database (VdEh) | PlantFacts Database (VdEh) | PlantFacts Database (VdEh) | PlantFacts Database (VdEh) | [10 empty] | Assumption | Assumption |  | Worrell et al. 2010: Energy Efficiency Improvement and Cost Savings Opportunities for the U.S. Iron and Steel Industry, Berkeley | Worrell et al. 2010: Energy Efficiency Improvement and Cost Savings Opportunities for the U.S. Iron and Steel Industry, Berkeley |  | Worrell et al. 2010: Energy Efficiency Improvement and Cost Savings Opportunities for the U.S. Iron and Steel Industry, Berkeley | Press releases steel manufacturer, BCG2013: Steel's Contribution to a Low-Carbon Europe 2050 |  |  | BCG2013: Steel's Contribution to a Low-Carbon Europe 2050 |  |  | Worrell et al. 2010: Energy Efficiency Improvement and Cost Savings Opportunities for the U.S. Iron and Steel Industry, Berkeley
Belgium | PlantFacts Database (VdEh) | [7 empty] | PlantFacts Database (VdEh) | PlantFacts Database (VdEh) | PlantFacts Database (VdEh) | PlantFacts Database (VdEh) | PlantFacts Database (VdEh) | PlantFacts Database (VdEh) | PlantFacts Database (VdEh) | PlantFacts Database (VdEh) | [10 empty] | Assumption | Assumption |  | Worrell et al. 2010: Energy Efficiency Improvement and Cost Savings Opportunities for the U.S. Iron and Steel Industry, Berkeley | Worrell et al. 2010: Energy Efficiency Improvement and Cost Savings Opportunities for the U.S. Iron and Steel Industry, Berkeley |  | Worrell et al. 2010: Energy Efficiency Improvement and Cost Savings Opportunities for the U.S. Iron and Steel Industry, Berkeley | Press releases steel manufacturer, BCG2013: Steel's Contribution to a Low-Carbon Europe 2051 |  |  | BCG2013: Steel's Contribution to a Low-Carbon Europe 2050 |  |  | Worrell et al. 2010: Energy Efficiency Improvement and Cost Savings Opportunities for the U.S. Iron and Steel Industry, Berkeley
Bulgaria | PlantFacts Database (VdEh) | [7 empty] | PlantFacts Database (VdEh) | PlantFacts Database (VdEh) | PlantFacts Database (VdEh) | PlantFacts Database (VdEh) | PlantFacts Database (VdEh) | PlantFacts Database (VdEh) | PlantFacts Database (VdEh) | PlantFacts Database (VdEh) | [10 empty] | Assumption | Assumption |  | Worrell et al. 2010: Energy Efficiency Improvement and Cost Savings Opportunities for the U.S. Iron and Steel Industry, Berkeley | Worrell et al. 2010: Energy Efficiency Improvement and Cost Savings Opportunities for the U.S. Iron and Steel Industry, Berkeley |  | Worrell et al. 2010: Energy Efficiency Improvement and Cost Savings Opportunities for the U.S. Iron and Steel Industry, Berkeley | Press releases steel manufacturer, BCG2013: Steel's Contribution to a Low-Carbon Europe 2052 |  |  | BCG2013: Steel's Contribution to a Low-Carbon Europe 2050 |  |  | Worrell et al. 2010: Energy Efficiency Improvement and Cost Savings Opportunities for the U.S. Iron and Steel Industry, Berkeley
Croatia | PlantFacts Database (VdEh) | [7 empty] | PlantFacts Database (VdEh) | PlantFacts Database (VdEh) | PlantFacts Database (VdEh) | PlantFacts Database (VdEh) | PlantFacts Database (VdEh) | PlantFacts Database (VdEh) | PlantFacts Database (VdEh) | PlantFacts Database (VdEh) | [10 empty] | Assumption | Assumption |  | Worrell et al. 2010: Energy Efficiency Improvement and Cost Savings Opportunities for the U.S. Iron and Steel Industry, Berkeley | Worrell et al. 2010: Energy Efficiency Improvement and Cost Savings Opportunities for the U.S. Iron and Steel Industry, Berkeley |  | Worrell et al. 2010: Energy Efficiency Improvement and Cost Savings Opportunities for the U.S. Iron and Steel Industry, Berkeley | Press releases steel manufacturer, BCG2013: Steel's Contribution to a Low-Carbon Europe 2053 |  |  | BCG2013: Steel's Contribution to a Low-Carbon Europe 2050 |  |  | Worrell et al. 2010: Energy Efficiency Improvement and Cost Savings Opportunities for the U.S. Iron and Steel Industry, Berkeley
Cyprus | PlantFacts Database (VdEh) | [7 empty] | PlantFacts Database (VdEh) | PlantFacts Database (VdEh) | PlantFacts Database (VdEh) | PlantFacts Database (VdEh) | PlantFacts Database (VdEh) | PlantFacts Database (VdEh) | PlantFacts Database (VdEh) | PlantFacts Database (VdEh) | [10 empty] | Assumption | Assumption |  | Worrell et al. 2010: Energy Efficiency Improvement and Cost Savings Opportunities for the U.S. Iron and Steel Industry, Berkeley | Worrell et al. 2010: Energy Efficiency Improvement and Cost Savings Opportunities for the U.S. Iron and Steel Industry, Berkeley |  | Worrell et al. 2010: Energy Efficiency Improvement and Cost Savings Opportunities for the U.S. Iron and Steel Industry, Berkeley | Press releases steel manufacturer, BCG2013: Steel's Contribution to a Low-Carbon Europe 2054 |  |  | BCG2013: Steel's Contribution to a Low-Carbon Europe 2050 |  |  | Worrell et al. 2010: Energy Efficiency Improvement and Cost Savings Opportunities for the U.S. Iron and Steel Industry, Berkeley
Czech Republic | PlantFacts Database (VdEh) | [7 empty] | PlantFacts Database (VdEh) | PlantFacts Database (VdEh) | PlantFacts Database (VdEh) | PlantFacts Database (VdEh) | PlantFacts Database (VdEh) | PlantFacts Database (VdEh) | PlantFacts Database (VdEh) | PlantFacts Database (VdEh) | [10 empty] | Assumption | Assumption |  | Worrell et al. 2010: Energy Efficiency Improvement and Cost Savings Opportunities for the U.S. Iron and Steel Industry, Berkeley | Worrell et al. 2010: Energy Efficiency Improvement and Cost Savings Opportunities for the U.S. Iron and Steel Industry, Berkeley |  | Worrell et al. 2010: Energy Efficiency Improvement and Cost Savings Opportunities for the U.S. Iron and Steel Industry, Berkeley | Press releases steel manufacturer, BCG2013: Steel's Contribution to a Low-Carbon Europe 2055 |  |  | BCG2013: Steel's Contribution to a Low-Carbon Europe 2050 |  |  | Worrell et al. 2010: Energy Efficiency Improvement and Cost Savings Opportunities for the U.S. Iron and Steel Industry, Berkeley
Denmark | PlantFacts Database (VdEh) | [7 empty] | PlantFacts Database (VdEh) | PlantFacts Database (VdEh) | PlantFacts Database (VdEh) | PlantFacts Database (VdEh) | PlantFacts Database (VdEh) | PlantFacts Database (VdEh) | PlantFacts Database (VdEh) | PlantFacts Database (VdEh) | [10 empty] | Assumption | Assumption |  | Worrell et al. 2010: Energy Efficiency Improvement and Cost Savings Opportunities for the U.S. Iron and Steel Industry, Berkeley | Worrell et al. 2010: Energy Efficiency Improvement and Cost Savings Opportunities for the U.S. Iron and Steel Industry, Berkeley |  | Worrell et al. 2010: Energy Efficiency Improvement and Cost Savings Opportunities for the U.S. Iron and Steel Industry, Berkeley | Press releases steel manufacturer, BCG2013: Steel's Contribution to a Low-Carbon Europe 2056 |  |  | BCG2013: Steel's Contribution to a Low-Carbon Europe 2050 |  |  | Worrell et al. 2010: Energy Efficiency Improvement and Cost Savings Opportunities for the U.S. Iron and Steel Industry, Berkeley
Estonia | PlantFacts Database (VdEh) | [7 empty] | PlantFacts Database (VdEh) | PlantFacts Database (VdEh) | PlantFacts Database (VdEh) | PlantFacts Database (VdEh) | PlantFacts Database (VdEh) | PlantFacts Database (VdEh) | PlantFacts Database (VdEh) | PlantFacts Database (VdEh) | [10 empty] | Assumption | Assumption |  | Worrell et al. 2010: Energy Efficiency Improvement and Cost Savings Opportunities for the U.S. Iron and Steel Industry, Berkeley | Worrell et al. 2010: Energy Efficiency Improvement and Cost Savings Opportunities for the U.S. Iron and Steel Industry, Berkeley |  | Worrell et al. 2010: Energy Efficiency Improvement and Cost Savings Opportunities for the U.S. Iron and Steel Industry, Berkeley | Press releases steel manufacturer, BCG2013: Steel's Contribution to a Low-Carbon Europe 2057 |  |  | BCG2013: Steel's Contribution to a Low-Carbon Europe 2050 |  |  | Worrell et al. 2010: Energy Efficiency Improvement and Cost Savings Opportunities for the U.S. Iron and Steel Industry, Berkeley
Finland | PlantFacts Database (VdEh) | [7 empty] | PlantFacts Database (VdEh) | PlantFacts Database (VdEh) | PlantFacts Database (VdEh) | PlantFacts Database (VdEh) | PlantFacts Database (VdEh) | PlantFacts Database (VdEh) | PlantFacts Database (VdEh) | PlantFacts Database (VdEh) | [10 empty] | Assumption | Assumption |  | Worrell et al. 2010: Energy Efficiency Improvement and Cost Savings Opportunities for the U.S. Iron and Steel Industry, Berkeley | Worrell et al. 2010: Energy Efficiency Improvement and Cost Savings Opportunities for the U.S. Iron and Steel Industry, Berkeley |  | Worrell et al. 2010: Energy Efficiency Improvement and Cost Savings Opportunities for the U.S. Iron and Steel Industry, Berkeley | Press releases steel manufacturer, BCG2013: Steel's Contribution to a Low-Carbon Europe 2058 |  |  | BCG2013: Steel's Contribution to a Low-Carbon Europe 2050 |  |  | Worrell et al. 2010: Energy Efficiency Improvement and Cost Savings Opportunities for the U.S. Iron and Steel Industry, Berkeley
France | PlantFacts Database (VdEh) | [7 empty] | PlantFacts Database (VdEh) | PlantFacts Database (VdEh) | PlantFacts Database (VdEh) | PlantFacts Database (VdEh) | PlantFacts Database (VdEh) | PlantFacts Database (VdEh) | PlantFacts Database (VdEh) | PlantFacts Database (VdEh) | [10 empty] | Assumption | Assumption |  | Worrell et al. 2010: Energy Efficiency Improvement and Cost Savings Opportunities for the U.S. Iron and Steel Industry, Berkeley | Worrell et al. 2010: Energy Efficiency Improvement and Cost Savings Opportunities for the U.S. Iron and Steel Industry, Berkeley |  | Worrell et al. 2010: Energy Efficiency Improvement and Cost Savings Opportunities for the U.S. Iron and Steel Industry, Berkeley | Press releases steel manufacturer, BCG2013: Steel's Contribution to a Low-Carbon Europe 2059 |  |  | BCG2013: Steel's Contribution to a Low-Carbon Europe 2050 |  |  | Worrell et al. 2010: Energy Efficiency Improvement and Cost Savings Opportunities for the U.S. Iron and Steel Industry, Berkeley
Germany | PlantFacts Database (VdEh) | [7 empty] | PlantFacts Database (VdEh) | PlantFacts Database (VdEh) | PlantFacts Database (VdEh) | PlantFacts Database (VdEh) | PlantFacts Database (VdEh) | PlantFacts Database (VdEh) | PlantFacts Database (VdEh) | PlantFacts Database (VdEh) | [10 empty] | Assumption | Assumption |  | Worrell et al. 2010: Energy Efficiency Improvement and Cost Savings Opportunities for the U.S. Iron and Steel Industry, Berkeley | Worrell et al. 2010: Energy Efficiency Improvement and Cost Savings Opportunities for the U.S. Iron and Steel Industry, Berkeley |  | Worrell et al. 2010: Energy Efficiency Improvement and Cost Savings Opportunities for the U.S. Iron and Steel Industry, Berkeley | Press releases steel manufacturer, BCG2013: Steel's Contribution to a Low-Carbon Europe 2060 |  |  | BCG2013: Steel's Contribution to a Low-Carbon Europe 2050 |  |  | Worrell et al. 2010: Energy Efficiency Improvement and Cost Savings Opportunities for the U.S. Iron and Steel Industry, Berkeley
Greece | PlantFacts Database (VdEh) | [7 empty] | PlantFacts Database (VdEh) | PlantFacts Database (VdEh) | PlantFacts Database (VdEh) | PlantFacts Database (VdEh) | PlantFacts Database (VdEh) | PlantFacts Database (VdEh) | PlantFacts Database (VdEh) | PlantFacts Database (VdEh) | [10 empty] | Assumption | Assumption |  | Worrell et al. 2010: Energy Efficiency Improvement and Cost Savings Opportunities for the U.S. Iron and Steel Industry, Berkeley | Worrell et al. 2010: Energy Efficiency Improvement and Cost Savings Opportunities for the U.S. Iron and Steel Industry, Berkeley |  | Worrell et al. 2010: Energy Efficiency Improvement and Cost Savings Opportunities for the U.S. Iron and Steel Industry, Berkeley | Press releases steel manufacturer, BCG2013: Steel's Contribution to a Low-Carbon Europe 2061 |  |  | BCG2013: Steel's Contribution to a Low-Carbon Europe 2050 |  |  | Worrell et al. 2010: Energy Efficiency Improvement and Cost Savings Opportunities for the U.S. Iron and Steel Industry, Berkeley
Hungary | PlantFacts Database (VdEh) | [7 empty] | PlantFacts Database (VdEh) | PlantFacts Database (VdEh) | PlantFacts Database (VdEh) | PlantFacts Database (VdEh) | PlantFacts Database (VdEh) | PlantFacts Database (VdEh) | PlantFacts Database (VdEh) | PlantFacts Database (VdEh) | [10 empty] | Assumption | Assumption |  | Worrell et al. 2010: Energy Efficiency Improvement and Cost Savings Opportunities for the U.S. Iron and Steel Industry, Berkeley | Worrell et al. 2010: Energy Efficiency Improvement and Cost Savings Opportunities for the U.S. Iron and Steel Industry, Berkeley |  | Worrell et al. 2010: Energy Efficiency Improvement and Cost Savings Opportunities for the U.S. Iron and Steel Industry, Berkeley | Press releases steel manufacturer, BCG2013: Steel's Contribution to a Low-Carbon Europe 2062 |  |  | BCG2013: Steel's Contribution to a Low-Carbon Europe 2050 |  |  | Worrell et al. 2010: Energy Efficiency Improvement and Cost Savings Opportunities for the U.S. Iron and Steel Industry, Berkeley
Ireland | PlantFacts Database (VdEh) | [7 empty] | PlantFacts Database (VdEh) | PlantFacts Database (VdEh) | PlantFacts Database (VdEh) | PlantFacts Database (VdEh) | PlantFacts Database (VdEh) | PlantFacts Database (VdEh) | PlantFacts Database (VdEh) | PlantFacts Database (VdEh) | [10 empty] | Assumption | Assumption |  | Worrell et al. 2010: Energy Efficiency Improvement and Cost Savings Opportunities for the U.S. Iron and Steel Industry, Berkeley | Worrell et al. 2010: Energy Efficiency Improvement and Cost Savings Opportunities for the U.S. Iron and Steel Industry, Berkeley |  | Worrell et al. 2010: Energy Efficiency Improvement and Cost Savings Opportunities for the U.S. Iron and Steel Industry, Berkeley | Press releases steel manufacturer, BCG2013: Steel's Contribution to a Low-Carbon Europe 2063 |  |  | BCG2013: Steel's Contribution to a Low-Carbon Europe 2050 |  |  | Worrell et al. 2010: Energy Efficiency Improvement and Cost Savings Opportunities for the U.S. Iron and Steel Industry, Berkeley
Italy | PlantFacts Database (VdEh) | [7 empty] | PlantFacts Database (VdEh) | PlantFacts Database (VdEh) | PlantFacts Database (VdEh) | PlantFacts Database (VdEh) | PlantFacts Database (VdEh) | PlantFacts Database (VdEh) | PlantFacts Database (VdEh) | PlantFacts Database (VdEh) | [10 empty] | Assumption | Assumption |  | Worrell et al. 2010: Energy Efficiency Improvement and Cost Savings Opportunities for the U.S. Iron and Steel Industry, Berkeley | Worrell et al. 2010: Energy Efficiency Improvement and Cost Savings Opportunities for the U.S. Iron and Steel Industry, Berkeley |  | Worrell et al. 2010: Energy Efficiency Improvement and Cost Savings Opportunities for the U.S. Iron and Steel Industry, Berkeley | Press releases steel manufacturer, BCG2013: Steel's Contribution to a Low-Carbon Europe 2064 |  |  | BCG2013: Steel's Contribution to a Low-Carbon Europe 2050 |  |  | Worrell et al. 2010: Energy Efficiency Improvement and Cost Savings Opportunities for the U.S. Iron and Steel Industry, Berkeley
Latvia | PlantFacts Database (VdEh) | [7 empty] | PlantFacts Database (VdEh) | PlantFacts Database (VdEh) | PlantFacts Database (VdEh) | PlantFacts Database (VdEh) | PlantFacts Database (VdEh) | PlantFacts Database (VdEh) | PlantFacts Database (VdEh) | PlantFacts Database (VdEh) | [10 empty] | Assumption | Assumption |  | Worrell et al. 2010: Energy Efficiency Improvement and Cost Savings Opportunities for the U.S. Iron and Steel Industry, Berkeley | Worrell et al. 2010: Energy Efficiency Improvement and Cost Savings Opportunities for the U.S. Iron and Steel Industry, Berkeley |  | Worrell et al. 2010: Energy Efficiency Improvement and Cost Savings Opportunities for the U.S. Iron and Steel Industry, Berkeley | Press releases steel manufacturer, BCG2013: Steel's Contribution to a Low-Carbon Europe 2065 |  |  | BCG2013: Steel's Contribution to a Low-Carbon Europe 2050 |  |  | Worrell et al. 2010: Energy Efficiency Improvement and Cost Savings Opportunities for the U.S. Iron and Steel Industry, Berkeley
Lithuania | PlantFacts Database (VdEh) | [7 empty] | PlantFacts Database (VdEh) | PlantFacts Database (VdEh) | PlantFacts Database (VdEh) | PlantFacts Database (VdEh) | PlantFacts Database (VdEh) | PlantFacts Database (VdEh) | PlantFacts Database (VdEh) | PlantFacts Database (VdEh) | [10 empty] | Assumption | Assumption |  | Worrell et al. 2010: Energy Efficiency Improvement and Cost Savings Opportunities for the U.S. Iron and Steel Industry, Berkeley | Worrell et al. 2010: Energy Efficiency Improvement and Cost Savings Opportunities for the U.S. Iron and Steel Industry, Berkeley |  | Worrell et al. 2010: Energy Efficiency Improvement and Cost Savings Opportunities for the U.S. Iron and Steel Industry, Berkeley | Press releases steel manufacturer, BCG2013: Steel's Contribution to a Low-Carbon Europe 2066 |  |  | BCG2013: Steel's Contribution to a Low-Carbon Europe 2050 |  |  | Worrell et al. 2010: Energy Efficiency Improvement and Cost Savings Opportunities for the U.S. Iron and Steel Industry, Berkeley
Luxembourg | PlantFacts Database (VdEh) | [7 empty] | PlantFacts Database (VdEh) | PlantFacts Database (VdEh) | PlantFacts Database (VdEh) | PlantFacts Database (VdEh) | PlantFacts Database (VdEh) | PlantFacts Database (VdEh) | PlantFacts Database (VdEh) | PlantFacts Database (VdEh) | [10 empty] | Assumption | Assumption |  | Worrell et al. 2010: Energy Efficiency Improvement and Cost Savings Opportunities for the U.S. Iron and Steel Industry, Berkeley | Worrell et al. 2010: Energy Efficiency Improvement and Cost Savings Opportunities for the U.S. Iron and Steel Industry, Berkeley |  | Worrell et al. 2010: Energy Efficiency Improvement and Cost Savings Opportunities for the U.S. Iron and Steel Industry, Berkeley | Press releases steel manufacturer, BCG2013: Steel's Contribution to a Low-Carbon Europe 2067 |  |  | BCG2013: Steel's Contribution to a Low-Carbon Europe 2050 |  |  | Worrell et al. 2010: Energy Efficiency Improvement and Cost Savings Opportunities for the U.S. Iron and Steel Industry, Berkeley
Malta | PlantFacts Database (VdEh) | [7 empty] | PlantFacts Database (VdEh) | PlantFacts Database (VdEh) | PlantFacts Database (VdEh) | PlantFacts Database (VdEh) | PlantFacts Database (VdEh) | PlantFacts Database (VdEh) | PlantFacts Database (VdEh) | PlantFacts Database (VdEh) | [10 empty] | Assumption | Assumption |  | Worrell et al. 2010: Energy Efficiency Improvement and Cost Savings Opportunities for the U.S. Iron and Steel Industry, Berkeley | Worrell et al. 2010: Energy Efficiency Improvement and Cost Savings Opportunities for the U.S. Iron and Steel Industry, Berkeley |  | Worrell et al. 2010: Energy Efficiency Improvement and Cost Savings Opportunities for the U.S. Iron and Steel Industry, Berkeley | Press releases steel manufacturer, BCG2013: Steel's Contribution to a Low-Carbon Europe 2068 |  |  | BCG2013: Steel's Contribution to a Low-Carbon Europe 2050 |  |  | Worrell et al. 2010: Energy Efficiency Improvement and Cost Savings Opportunities for the U.S. Iron and Steel Industry, Berkeley
Netherlands | PlantFacts Database (VdEh) | [7 empty] | PlantFacts Database (VdEh) | PlantFacts Database (VdEh) | PlantFacts Database (VdEh) | PlantFacts Database (VdEh) | PlantFacts Database (VdEh) | PlantFacts Database (VdEh) | PlantFacts Database (VdEh) | PlantFacts Database (VdEh) | [10 empty] | Assumption | Assumption |  | Worrell et al. 2010: Energy Efficiency Improvement and Cost Savings Opportunities for the U.S. Iron and Steel Industry, Berkeley | Worrell et al. 2010: Energy Efficiency Improvement and Cost Savings Opportunities for the U.S. Iron and Steel Industry, Berkeley |  | Worrell et al. 2010: Energy Efficiency Improvement and Cost Savings Opportunities for the U.S. Iron and Steel Industry, Berkeley | Press releases steel manufacturer, BCG2013: Steel's Contribution to a Low-Carbon Europe 2069 |  |  | BCG2013: Steel's Contribution to a Low-Carbon Europe 2050 |  |  | Worrell et al. 2010: Energy Efficiency Improvement and Cost Savings Opportunities for the U.S. Iron and Steel Industry, Berkeley
Poland | PlantFacts Database (VdEh) | [7 empty] | PlantFacts Database (VdEh) | PlantFacts Database (VdEh) | PlantFacts Database (VdEh) | PlantFacts Database (VdEh) | PlantFacts Database (VdEh) | PlantFacts Database (VdEh) | PlantFacts Database (VdEh) | PlantFacts Database (VdEh) | [10 empty] | Assumption | Assumption |  | Worrell et al. 2010: Energy Efficiency Improvement and Cost Savings Opportunities for the U.S. Iron and Steel Industry, Berkeley | Worrell et al. 2010: Energy Efficiency Improvement and Cost Savings Opportunities for the U.S. Iron and Steel Industry, Berkeley |  | Worrell et al. 2010: Energy Efficiency Improvement and Cost Savings Opportunities for the U.S. Iron and Steel Industry, Berkeley | Press releases steel manufacturer, BCG2013: Steel's Contribution to a Low-Carbon Europe 2070 |  |  | BCG2013: Steel's Contribution to a Low-Carbon Europe 2050 |  |  | Worrell et al. 2010: Energy Efficiency Improvement and Cost Savings Opportunities for the U.S. Iron and Steel Industry, Berkeley
Portugal | PlantFacts Database (VdEh) | [7 empty] | PlantFacts Database (VdEh) | PlantFacts Database (VdEh) | PlantFacts Database (VdEh) | PlantFacts Database (VdEh) | PlantFacts Database (VdEh) | PlantFacts Database (VdEh) | PlantFacts Database (VdEh) | PlantFacts Database (VdEh) | [10 empty] | Assumption | Assumption |  | Worrell et al. 2010: Energy Efficiency Improvement and Cost Savings Opportunities for the U.S. Iron and Steel Industry, Berkeley | Worrell et al. 2010: Energy Efficiency Improvement and Cost Savings Opportunities for the U.S. Iron and Steel Industry, Berkeley |  | Worrell et al. 2010: Energy Efficiency Improvement and Cost Savings Opportunities for the U.S. Iron and Steel Industry, Berkeley | Press releases steel manufacturer, BCG2013: Steel's Contribution to a Low-Carbon Europe 2071 |  |  | BCG2013: Steel's Contribution to a Low-Carbon Europe 2050 |  |  | Worrell et al. 2010: Energy Efficiency Improvement and Cost Savings Opportunities for the U.S. Iron and Steel Industry, Berkeley
Romania | PlantFacts Database (VdEh) | [7 empty] | PlantFacts Database (VdEh) | PlantFacts Database (VdEh) | PlantFacts Database (VdEh) | PlantFacts Database (VdEh) | PlantFacts Database (VdEh) | PlantFacts Database (VdEh) | PlantFacts Database (VdEh) | PlantFacts Database (VdEh) | [10 empty] | Assumption | Assumption |  | Worrell et al. 2010: Energy Efficiency Improvement and Cost Savings Opportunities for the U.S. Iron and Steel Industry, Berkeley | Worrell et al. 2010: Energy Efficiency Improvement and Cost Savings Opportunities for the U.S. Iron and Steel Industry, Berkeley |  | Worrell et al. 2010: Energy Efficiency Improvement and Cost Savings Opportunities for the U.S. Iron and Steel Industry, Berkeley | Press releases steel manufacturer, BCG2013: Steel's Contribution to a Low-Carbon Europe 2072 |  |  | BCG2013: Steel's Contribution to a Low-Carbon Europe 2050 |  |  | Worrell et al. 2010: Energy Efficiency Improvement and Cost Savings Opportunities for the U.S. Iron and Steel Industry, Berkeley
Slovakia | PlantFacts Database (VdEh) | [7 empty] | PlantFacts Database (VdEh) | PlantFacts Database (VdEh) | PlantFacts Database (VdEh) | PlantFacts Database (VdEh) | PlantFacts Database (VdEh) | PlantFacts Database (VdEh) | PlantFacts Database (VdEh) | PlantFacts Database (VdEh) | [10 empty] | Assumption | Assumption |  | Worrell et al. 2010: Energy Efficiency Improvement and Cost Savings Opportunities for the U.S. Iron and Steel Industry, Berkeley | Worrell et al. 2010: Energy Efficiency Improvement and Cost Savings Opportunities for the U.S. Iron and Steel Industry, Berkeley |  | Worrell et al. 2010: Energy Efficiency Improvement and Cost Savings Opportunities for the U.S. Iron and Steel Industry, Berkeley | Press releases steel manufacturer, BCG2013: Steel's Contribution to a Low-Carbon Europe 2073 |  |  | BCG2013: Steel's Contribution to a Low-Carbon Europe 2050 |  |  | Worrell et al. 2010: Energy Efficiency Improvement and Cost Savings Opportunities for the U.S. Iron and Steel Industry, Berkeley
Slovenia | PlantFacts Database (VdEh) | [7 empty] | PlantFacts Database (VdEh) | PlantFacts Database (VdEh) | PlantFacts Database (VdEh) | PlantFacts Database (VdEh) | PlantFacts Database (VdEh) | PlantFacts Database (VdEh) | PlantFacts Database (VdEh) | PlantFacts Database (VdEh) | [10 empty] | Assumption | Assumption |  | Worrell et al. 2010: Energy Efficiency Improvement and Cost Savings Opportunities for the U.S. Iron and Steel Industry, Berkeley | Worrell et al. 2010: Energy Efficiency Improvement and Cost Savings Opportunities for the U.S. Iron and Steel Industry, Berkeley |  | Worrell et al. 2010: Energy Efficiency Improvement and Cost Savings Opportunities for the U.S. Iron and Steel Industry, Berkeley | Press releases steel manufacturer, BCG2013: Steel's Contribution to a Low-Carbon Europe 2074 |  |  | BCG2013: Steel's Contribution to a Low-Carbon Europe 2050 |  |  | Worrell et al. 2010: Energy Efficiency Improvement and Cost Savings Opportunities for the U.S. Iron and Steel Industry, Berkeley
Spain | PlantFacts Database (VdEh) | [7 empty] | PlantFacts Database (VdEh) | PlantFacts Database (VdEh) | PlantFacts Database (VdEh) | PlantFacts Database (VdEh) | PlantFacts Database (VdEh) | PlantFacts Database (VdEh) | PlantFacts Database (VdEh) | PlantFacts Database (VdEh) | [10 empty] | Assumption | Assumption |  | Worrell et al. 2010: Energy Efficiency Improvement and Cost Savings Opportunities for the U.S. Iron and Steel Industry, Berkeley | Worrell et al. 2010: Energy Efficiency Improvement and Cost Savings Opportunities for the U.S. Iron and Steel Industry, Berkeley |  | Worrell et al. 2010: Energy Efficiency Improvement and Cost Savings Opportunities for the U.S. Iron and Steel Industry, Berkeley | Press releases steel manufacturer, BCG2013: Steel's Contribution to a Low-Carbon Europe 2075 |  |  | BCG2013: Steel's Contribution to a Low-Carbon Europe 2050 |  |  | Worrell et al. 2010: Energy Efficiency Improvement and Cost Savings Opportunities for the U.S. Iron and Steel Industry, Berkeley
Sweden | PlantFacts Database (VdEh) | [7 empty] | PlantFacts Database (VdEh) | PlantFacts Database (VdEh) | PlantFacts Database (VdEh) | PlantFacts Database (VdEh) | PlantFacts Database (VdEh) | PlantFacts Database (VdEh) | PlantFacts Database (VdEh) | PlantFacts Database (VdEh) | [10 empty] | Assumption | Assumption |  | Worrell et al. 2010: Energy Efficiency Improvement and Cost Savings Opportunities for the U.S. Iron and Steel Industry, Berkeley | Worrell et al. 2010: Energy Efficiency Improvement and Cost Savings Opportunities for the U.S. Iron and Steel Industry, Berkeley |  | Worrell et al. 2010: Energy Efficiency Improvement and Cost Savings Opportunities for the U.S. Iron and Steel Industry, Berkeley | Press releases steel manufacturer, BCG2013: Steel's Contribution to a Low-Carbon Europe 2076 |  |  | BCG2013: Steel's Contribution to a Low-Carbon Europe 2050 |  |  | Worrell et al. 2010: Energy Efficiency Improvement and Cost Savings Opportunities for the U.S. Iron and Steel Industry, Berkeley
United Kingdom | PlantFacts Database (VdEh) | [7 empty] | PlantFacts Database (VdEh) | PlantFacts Database (VdEh) | PlantFacts Database (VdEh) | PlantFacts Database (VdEh) | PlantFacts Database (VdEh) | PlantFacts Database (VdEh) | PlantFacts Database (VdEh) | PlantFacts Database (VdEh) | [10 empty] | Assumption | Assumption |  | Worrell et al. 2010: Energy Efficiency Improvement and Cost Savings Opportunities for the U.S. Iron and Steel Industry, Berkeley | Worrell et al. 2010: Energy Efficiency Improvement and Cost Savings Opportunities for the U.S. Iron and Steel Industry, Berkeley |  | Worrell et al. 2010: Energy Efficiency Improvement and Cost Savings Opportunities for the U.S. Iron and Steel Industry, Berkeley | Press releases steel manufacturer, BCG2013: Steel's Contribution to a Low-Carbon Europe 2077 |  |  | BCG2013: Steel's Contribution to a Low-Carbon Europe 2050 |  |  | Worrell et al. 2010: Energy Efficiency Improvement and Cost Savings Opportunities for the U.S. Iron and Steel Industry, Berkeley
Norway | PlantFacts Database (VdEh) | [7 empty] | PlantFacts Database (VdEh) | PlantFacts Database (VdEh) | PlantFacts Database (VdEh) | PlantFacts Database (VdEh) | PlantFacts Database (VdEh) | PlantFacts Database (VdEh) | PlantFacts Database (VdEh) | PlantFacts Database (VdEh) | [10 empty] | Assumption | Assumption |  | Worrell et al. 2010: Energy Efficiency Improvement and Cost Savings Opportunities for the U.S. Iron and Steel Industry, Berkeley | Worrell et al. 2010: Energy Efficiency Improvement and Cost Savings Opportunities for the U.S. Iron and Steel Industry, Berkeley |  | Worrell et al. 2010: Energy Efficiency Improvement and Cost Savings Opportunities for the U.S. Iron and Steel Industry, Berkeley | Press releases steel manufacturer, BCG2013: Steel's Contribution to a Low-Carbon Europe 2077 |  |  | BCG2013: Steel's Contribution to a Low-Carbon Europe 2050 |  |  | Worrell et al. 2010: Energy Efficiency Improvement and Cost Savings Opportunities for the U.S. Iron and Steel Industry, Berkeley
Switzerland | PlantFacts Database (VdEh) | [7 empty] | PlantFacts Database (VdEh) | PlantFacts Database (VdEh) | PlantFacts Database (VdEh) | PlantFacts Database (VdEh) | PlantFacts Database (VdEh) | PlantFacts Database (VdEh) | PlantFacts Database (VdEh) | PlantFacts Database (VdEh) | [10 empty] | Assumption | Assumption |  | Worrell et al. 2010: Energy Efficiency Improvement and Cost Savings Opportunities for the U.S. Iron and Steel Industry, Berkeley | Worrell et al. 2010: Energy Efficiency Improvement and Cost Savings Opportunities for the U.S. Iron and Steel Industry, Berkeley |  | Worrell et al. 2010: Energy Efficiency Improvement and Cost Savings Opportunities for the U.S. Iron and Steel Industry, Berkeley | Press releases steel manufacturer, BCG2013: Steel's Contribution to a Low-Carbon Europe 2077 |  |  | BCG2013: Steel's Contribution to a Low-Carbon Europe 2050 |  |  | Worrell et al. 2010: Energy Efficiency Improvement and Cost Savings Opportunities for the U.S. Iron and Steel Industry, Berkeley
Iceland | PlantFacts Database (VdEh) | [7 empty] | PlantFacts Database (VdEh) | PlantFacts Database (VdEh) | PlantFacts Database (VdEh) | PlantFacts Database (VdEh) | PlantFacts Database (VdEh) | PlantFacts Database (VdEh) | PlantFacts Database (VdEh) | PlantFacts Database (VdEh) | [10 empty] | Assumption | Assumption |  | Worrell et al. 2010: Energy Efficiency Improvement and Cost Savings Opportunities for the U.S. Iron and Steel Industry, Berkeley | Worrell et al. 2010: Energy Efficiency Improvement and Cost Savings Opportunities for the U.S. Iron and Steel Industry, Berkeley |  | Worrell et al. 2010: Energy Efficiency Improvement and Cost Savings Opportunities for the U.S. Iron and Steel Industry, Berkeley | Press releases steel manufacturer, BCG2013: Steel's Contribution to a Low-Carbon Europe 2077 |  |  | BCG2013: Steel's Contribution to a Low-Carbon Europe 2050 |  |  | Worrell et al. 2010: Energy Efficiency Improvement and Cost Savings Opportunities for the U.S. Iron and Steel Industry, Berkeley
Note on Y3: Tobias Fleiter: Refers to average SEC in entire technology stock
Note on Y47: Tobias Fleiter: Refers to average SEC in entire technology stock

## Steelmaking, sec.metallurgy
Steelmaking, secondary metallurgy (BOF, melting furnaces, vacuum degassing, special converter) | [8 empty] | Sum not 100: unknown age or rounding error | [29 empty] | not applicable
| Technology stock data for 2014 | [25 empty] | Techno-economic data
| Capacity [kt] | Installed production capacity [t/a] | [6 empty] | Age distribution [share of total stock in %] | [6 empty] | Quantity | Quantity | [6 empty] | Specific energy consumption [MWh/t] | Thermal efficiency [%] | Electrical efficiency (CHP) [%] | Calculatory lifetime [a] | Technical lifetime [a] | Type of fuel [-] | Specific energy consumption [MWh/t] | Thermal efficiency [%] | Thermal efficiency [%] | [6 empty] | Electrical efficiency (CHP) [%] | Saving options/ efficiency development [%] | Specific investment cost 2013 [€2013/t capacity] | Specific investment cost 2020 [€2013/t capacity] | Specific investment cost 2030 [€2013/t capacity] | Annual O&M cost (in % of Invest) | Sold units 2012 [n] | Sold units 2013 [n] | Maximum temperature level [°C] | Steam temperature [°C] | Steam pressure [bar] | Minimum capacitiy of one unit [t] | Maximum capacitiy of one unit [t] | x | interpolation/ extrapolation
|  | Total | [14 empty] | Total | [34 empty] | a | ad hoc calculation
|  | <100 kt | 100 -500 kt | 501 - 1000 kt | 1001 - 2000 kt | 2001 - 5000 kt | 5 - 10 Mt | >10 Mt | <10 a | 10-20 a | 20-30 a | 30-40 a | 40-50 a | 50-60 a | >60a |  | <100 kt | 100 -500 kt | 501 - 1000 kt | 1001 - 2000 kt | 2001 - 5000 kt | 5 - 10 Mt | >10 Mt | [8 empty] | <25 t | 25 - 50 t | 51 - 250 t | 251 - 1000 t | 1001 - 4999 t | 5k - 25k t | >25k t | [13 empty] | s | direct use of the source
Austria | 17825 | confidential | confidential | confidential | confidential | confidential | confidential | confidential | confidential | confidential | confidential | confidential | confidential | confidential | confidential | 24 | 7 | 7 | 3 | 6 |  | 1 |  | 0.2 | n.a. | not applicable | 20 | 40 | Natural Gas | 0.1 | n.a. | [8 empty] | net producer | 132.736 | 132.736 | 132.736 | 23 |  |  | 1700 | not applicable | not applicable |  |  | m | modelling
Belgium | 13070 | confidential | confidential | confidential | confidential | confidential | confidential | confidential | confidential | confidential | confidential | confidential | confidential | confidential | confidential | 11 |  | 4 | 4 | 2 | 1 |  |  | 0.2 | n.a. | not applicable | 20 | 40 | Natural Gas | 0.1 | n.a. | [8 empty] | net producer | 134.912 | 134.912 | 134.912 | 23 |  |  | 1700 | not applicable | not applicable
Bulgaria | 1100 | confidential | confidential | confidential | confidential | confidential | confidential | confidential | confidential | confidential | confidential | confidential | confidential | confidential | confidential | 2 |  |  | 2 |  |  |  |  | 0.2 | n.a. | not applicable | 20 | 40 | Natural Gas | 0.1 | n.a. | [8 empty] | net producer | 115.968 | 115.968 | 115.968 | 23 |  |  | 1700 | not applicable | not applicable
Croatia | 835 | confidential | confidential | confidential | confidential | confidential | confidential | confidential | confidential | confidential | confidential | confidential | confidential | confidential | confidential | 3 |  | 3 | [5 empty] | 0.2 | n.a. | not applicable | 20 | 40 | Natural Gas | 0.1 | n.a. | [8 empty] | net producer | 123.264 | 123.264 | 123.264 | 23 |  |  | 1700 | not applicable | not applicable
Cyprus | 0 | confidential | confidential | confidential | confidential | confidential | confidential | confidential | confidential | confidential | confidential | confidential | confidential | confidential | confidential | 0 | [7 empty] | 0.2 | n.a. | not applicable | 20 | 40 | Natural Gas | 0.1 | n.a. | [8 empty] | net producer | 129.28 | 129.28 | 129.28 | 23 |  |  | 1700 | not applicable | not applicable
Czech Republic | 9418 | confidential | confidential | confidential | confidential | confidential | confidential | confidential | confidential | confidential | confidential | confidential | confidential | confidential | confidential | 28 | 12 | 9 | 2 | 4 | 1 |  |  | 0.2 | n.a. | not applicable | 20 | 40 | Natural Gas | 0.1 | n.a. | [8 empty] | net producer | 123.008 | 123.008 | 123.008 | 23 |  |  | 1700 | not applicable | not applicable
Denmark | 0 | confidential | confidential | confidential | confidential | confidential | confidential | confidential | confidential | confidential | confidential | confidential | confidential | confidential | confidential | 0 | [7 empty] | 0.2 | n.a. | not applicable | 20 | 40 | Natural Gas | 0.1 | n.a. | [8 empty] | net producer | 158.336 | 158.336 | 158.336 | 23 |  |  | 1700 | not applicable | not applicable
Estonia | 0 | confidential | confidential | confidential | confidential | confidential | confidential | confidential | confidential | confidential | confidential | confidential | confidential | confidential | confidential | 0 | [7 empty] | 0.2 | n.a. | not applicable | 20 | 40 | Natural Gas | 0.1 | n.a. | [8 empty] | net producer | 121.6 | 121.6 | 121.6 | 23 |  |  | 1700 | not applicable | not applicable
Finland | 7490 | confidential | confidential | confidential | confidential | confidential | confidential | confidential | confidential | confidential | confidential | confidential | confidential | confidential | confidential | 10 |  | 6 | 3 |  | 1 |  |  | 0.2 | n.a. | not applicable | 20 | 40 | Natural Gas | 0.1 | n.a. | [8 empty] | net producer | 147.2 | 147.2 | 147.2 | 23 |  |  | 1700 | not applicable | not applicable
France | 28307 | confidential | confidential | confidential | confidential | confidential | confidential | confidential | confidential | confidential | confidential | confidential | confidential | confidential | confidential | 33 | 12 | 9 | 5 | 3 | 2 | 2 |  | 0.2 | n.a. | not applicable | 20 | 40 | Natural Gas | 0.1 | n.a. | [8 empty] | net producer | 130.56 | 130.56 | 130.56 | 23 |  |  | 1700 | not applicable | not applicable
Germany | 88412 | confidential | confidential | confidential | confidential | confidential | confidential | confidential | confidential | confidential | confidential | confidential | confidential | confidential | confidential | 100 | 38 | 16 | 22 | 12 | 8 | 4 |  | 0.2 | n.a. | not applicable | 20 | 40 | Natural Gas | 0.1 | n.a. | [8 empty] | net producer | 126.208 | 126.208 | 126.208 | 23 |  |  | 1700 | not applicable | not applicable
Greece | 1800 | confidential | confidential | confidential | confidential | confidential | confidential | confidential | confidential | confidential | confidential | confidential | confidential | confidential | confidential | 2 |  |  | 1 | 1 |  |  |  | 0.2 | n.a. | not applicable | 20 | 40 | Natural Gas | 0.1 | n.a. | [8 empty] | net producer | 137.088 | 137.088 | 137.088 | 23 |  |  | 1700 | not applicable | not applicable
Hungary | 2050 | confidential | confidential | confidential | confidential | confidential | confidential | confidential | confidential | confidential | confidential | confidential | confidential | confidential | confidential | 2 |  | 1 |  | 1 |  |  |  | 0.2 | n.a. | not applicable | 20 | 40 | Natural Gas | 0.1 | n.a. | [8 empty] | net producer | 116.608 | 116.608 | 116.608 | 23 |  |  | 1700 | not applicable | not applicable
Ireland | 0 | confidential | confidential | confidential | confidential | confidential | confidential | confidential | confidential | confidential | confidential | confidential | confidential | confidential | confidential | 0 | [7 empty] | 0.2 | n.a. | not applicable | 20 | 40 | Natural Gas | 0.1 | n.a. | [8 empty] | net producer | 134.272 | 134.272 | 134.272 | 23 |  |  | 1700 | not applicable | not applicable
Italy | 36293 | confidential | confidential | confidential | confidential | confidential | confidential | confidential | confidential | confidential | confidential | confidential | confidential | confidential | confidential | 57 | 14 | 19 | 15 | 7 | 2 |  |  | 0.2 | n.a. | not applicable | 20 | 40 | Natural Gas | 0.1 | n.a. | [8 empty] | net producer | 127.616 | 127.616 | 127.616 | 23 |  |  | 1700 | not applicable | not applicable
Latvia | 0 | confidential | confidential | confidential | confidential | confidential | confidential | confidential | confidential | confidential | confidential | confidential | confidential | confidential | confidential | 0 | [7 empty] | 0.2 | n.a. | not applicable | 20 | 40 | Natural Gas | 0.1 | n.a. | [8 empty] | net producer | 126.08 | 126.08 | 126.08 | 23 |  |  | 1700 | not applicable | not applicable
Lithuania | 0 | confidential | confidential | confidential | confidential | confidential | confidential | confidential | confidential | confidential | confidential | confidential | confidential | confidential | confidential | 0 | [7 empty] | 0.2 | n.a. | not applicable | 20 | 40 | Natural Gas | 0.1 | n.a. | [8 empty] | net producer | 120.064 | 120.064 | 120.064 | 23 |  |  | 1700 | not applicable | not applicable
Luxembourg | 2650 | confidential | confidential | confidential | confidential | confidential | confidential | confidential | confidential | confidential | confidential | confidential | confidential | confidential | confidential | 3 |  | 1 | 1 | 1 |  |  |  | 0.2 | n.a. | not applicable | 20 | 40 | Natural Gas | 0.1 | n.a. | [8 empty] | net producer | 129.792 | 129.792 | 129.792 | 23 |  |  | 1700 | not applicable | not applicable
Malta | 0 | confidential | confidential | confidential | confidential | confidential | confidential | confidential | confidential | confidential | confidential | confidential | confidential | confidential | confidential | 0 | [7 empty] | 0.2 | n.a. | not applicable | 20 | 40 | Natural Gas | 0.1 | n.a. | [8 empty] | net producer | 139.008 | 139.008 | 139.008 | 23 |  |  | 1700 | not applicable | not applicable
Netherlands | 15170 | confidential | confidential | confidential | confidential | confidential | confidential | confidential | confidential | confidential | confidential | confidential | confidential | confidential | confidential | 7 |  | 3 |  | 1 | 2 | 1 |  | 0.2 | n.a. | not applicable | 20 | 40 | Natural Gas | 0.1 | n.a. | [8 empty] | net producer | 127.36 | 127.36 | 127.36 | 23 |  |  | 1700 | not applicable | not applicable
Poland | 20215 | confidential | confidential | confidential | confidential | confidential | confidential | confidential | confidential | confidential | confidential | confidential | confidential | confidential | confidential | 19 | 5 | 2 | 7 | 2 | 3 |  |  | 0.2 | n.a. | not applicable | 20 | 40 | Natural Gas | 0.1 | n.a. | [8 empty] | net producer | 118.016 | 118.016 | 118.016 | 23 |  |  | 1700 | not applicable | not applicable
Portugal | 1800 | confidential | confidential | confidential | confidential | confidential | confidential | confidential | confidential | confidential | confidential | confidential | confidential | confidential | confidential | 2 |  |  | 1 | 1 |  |  |  | 0.2 | n.a. | not applicable | 20 | 40 | Natural Gas | 0.1 | n.a. | [8 empty] | net producer | 136.832 | 136.832 | 136.832 | 23 |  |  | 1700 | not applicable | not applicable
Romania | 8330 | confidential | confidential | confidential | confidential | confidential | confidential | confidential | confidential | confidential | confidential | confidential | confidential | confidential | confidential | 7 |  | 3 | 1 | 2 | 1 |  |  | 0.2 | n.a. | not applicable | 20 | 40 | Natural Gas | 0.1 | n.a. | [8 empty] | net producer | 124.8 | 124.8 | 124.8 | 23 |  |  | 1700 | not applicable | not applicable
Slovakia | 6710 | confidential | confidential | confidential | confidential | confidential | confidential | confidential | confidential | confidential | confidential | confidential | confidential | confidential | confidential | 5 |  | 1 | 1 | 1 | 2 |  |  | 0.2 | n.a. | not applicable | 20 | 40 | Natural Gas | 0.1 | n.a. | [8 empty] | net producer | 131.328 | 131.328 | 131.328 | 23 |  |  | 1700 | not applicable | not applicable
Slovenia | 1039 | confidential | confidential | confidential | confidential | confidential | confidential | confidential | confidential | confidential | confidential | confidential | confidential | confidential | confidential | 8 | 3 | 5 | [5 empty] | 0.2 | n.a. | not applicable | 20 | 40 | Natural Gas | 0.1 | n.a. | [8 empty] | net producer | 126.464 | 126.464 | 126.464 | 23 |  |  | 1700 | not applicable | not applicable
Spain | 25382 | confidential | confidential | confidential | confidential | confidential | confidential | confidential | confidential | confidential | confidential | confidential | confidential | confidential | confidential | 32 | 1 | 9 | 14 | 6 | 2 |  |  | 0.2 | n.a. | not applicable | 20 | 40 | Natural Gas | 0.1 | n.a. | [8 empty] | net producer | 125.952 | 125.952 | 125.952 | 23 |  |  | 1700 | not applicable | not applicable
Sweden | 10515 | confidential | confidential | confidential | confidential | confidential | confidential | confidential | confidential | confidential | confidential | confidential | confidential | confidential | confidential | 20 | 6 | 7 | 3 | 3 | 1 |  |  | 0.2 | n.a. | not applicable | 20 | 40 | Natural Gas | 0.1 | n.a. | [8 empty] | net producer | 144.384 | 144.384 | 144.384 | 23 |  |  | 1700 | not applicable | not applicable
United Kingdom | 33020 | confidential | confidential | confidential | confidential | confidential | confidential | confidential | confidential | confidential | confidential | confidential | confidential | confidential | confidential | 39 | 15 | 5 | 5 | 10 | 4 |  |  | 0.2 | n.a. | not applicable | 20 | 40 | Natural Gas | 0.1 | n.a. | [8 empty] | net producer | 121.216 | 121.216 | 121.216 | 23 |  |  | 1700 | not applicable | not applicable
Total EU-28 | 331431 | 1643 | 26481 | 63680 | 79524 | 91380 | 68723 | >10 Mt: 0 | 414 | 113 | 110 | 90 | 63 | 30 | 8 | 0 | 0.2 | n.a. | not applicable | 20 | 40 | Natural Gas | 0.1 | n.a. | [8 empty] | net producer | 128 | 128 | 128 | 23 | 0 | 0 | 1700 | not applicable | not applicable
Norway | 800 | confidential | confidential | confidential | confidential | confidential | confidential | confidential | confidential | confidential | confidential | confidential | confidential | confidential | confidential | 1 |  |  | 1 |  |  |  |  | 0.2 | n.a. | not applicable | 20 | 40 | Natural Gas | 0.1 | n.a. | [8 empty] | net producer | 166.912 | 166.912 | 166.912 | 23 |  |  | 1700 | not applicable | not applicable
Switzerland | 1420 | confidential | confidential | confidential | confidential | confidential | confidential | confidential | confidential | confidential | confidential | confidential | confidential | confidential | confidential | 3 |  | 1 | 2 |  |  |  |  | 0.2 | n.a. | not applicable | 20 | 40 | Natural Gas | 0.1 | n.a. | [8 empty] | net producer | 150.528 | 150.528 | 150.528 | 23 |  |  | 1700 | not applicable | not applicable
Iceland | 0 | confidential | confidential | confidential | confidential | confidential | confidential | confidential | confidential | confidential | confidential | confidential | confidential | confidential | confidential | 0 | [7 empty] | 0.2 | n.a. | not applicable | 20 | 40 | Natural Gas | 0.1 | n.a. | [8 empty] | net producer | 154.496 | 154.496 | 154.496 | 23 |  |  | 1700 | not applicable | not applicable
Total | 332649 | 1643 | 26631 | 64951 | 79524 | 91380 | 68723 | >10 Mt: 0 | 418 | 113 | 111 | 93 | 63 | 30 | 8 | 0 | 0.2 | n.a. | not applicable | 20 | 40 | Natural Gas | 0.1 | n.a. | [8 empty] | net producer | 132.184 | 132.184 | 132.184 | 23 | 0 | 0 | 1700 | not applicable | not applicable
Sources
| Capacity [kt] | Installed thermal capacity [MW] | [5 empty] | <10 a: Age distribution [share of total stock in %] | Quantity [1] | Quantity | [6 empty] | Specific energy consumption [GJ/t] | Thermal efficiency [%] | Electrical efficiency (CHP) [%] | Calculatory lifetime [a] | Technical lifetime [a] | Type of fuel [-] |  | Thermal efficiency [%] | Thermal efficiency [%] | [6 empty] | Electrical efficiency (CHP) [%] | Saving options/ efficiency development [%] | Specific investment cost 2013 [€2013] | Specific investment cost 2020 [€2013] | Specific investment cost 2030 [€2013] | Annual O&M cost (in % of Invest) | Sold units 2012 [n] | Sold units 2013 [n] | Maximum temperature level [°C] | Steam temperature [°C] | Steam pressure [bar] | Minimum capacitiy of one unit [kW] | Maximum capacitiy of one unit [kW]
|  | Total | [14 empty] | Total
|  | <25 kW | 25 - 50 kW | 51 - 250 kW | 251 - 1000 kW | 1001 - 4999 kW | 5k - 25k kW | >25k kW | <10 a | 10-20 a | 20-30 a | 30-40 a | 40-50 a | 50-60 a | >60a |  | <25 kW | 25 - 50 kW | 51 - 250 kW | 251 - 1000 kW | 1001 - 4999 kW | 5k - 25k kW | >25k kW | [8 empty] | <25 kW | 25 - 50 kW | 51 - 250 kW | 251 - 1000 kW | 1001 - 4999 kW | 5k - 25k kW | >25k kW
Austria | PlantFacts Database (VdEh) | [7 empty] | PlantFacts Database (VdEh) | PlantFacts Database (VdEh) | PlantFacts Database (VdEh) | PlantFacts Database (VdEh) | PlantFacts Database (VdEh) | PlantFacts Database (VdEh) | PlantFacts Database (VdEh) | PlantFacts Database (VdEh) | [7 empty] | Worrell et al. 2010: Energy Efficiency Improvement and Cost Savings Opportunities for the U.S. Iron and Steel Industry, Berkeley |  |  | Assumption | Assumption |  | Worrell et al. 2010: Energy Efficiency Improvement and Cost Savings Opportunities for the U.S. Iron and Steel Industry, Berkeley | [9 empty] | Worrell et al. 2010: Energy Efficiency Improvement and Cost Savings Opportunities for the U.S. Iron and Steel Industry, Berkeley | Press releases steel manufacturer, BCG2013: Steel's Contribution to a Low-Carbon Europe 2050 |  |  | Press releases steel manufacturer, BCG2013: Steel's Contribution to a Low-Carbon Europe 2050
Belgium | PlantFacts Database (VdEh) | [7 empty] | PlantFacts Database (VdEh) | PlantFacts Database (VdEh) | PlantFacts Database (VdEh) | PlantFacts Database (VdEh) | PlantFacts Database (VdEh) | PlantFacts Database (VdEh) | PlantFacts Database (VdEh) | PlantFacts Database (VdEh) | [7 empty] | Worrell et al. 2010: Energy Efficiency Improvement and Cost Savings Opportunities for the U.S. Iron and Steel Industry, Berkeley |  |  | Assumption | Assumption |  | Worrell et al. 2010: Energy Efficiency Improvement and Cost Savings Opportunities for the U.S. Iron and Steel Industry, Berkeley | [9 empty] | Worrell et al. 2010: Energy Efficiency Improvement and Cost Savings Opportunities for the U.S. Iron and Steel Industry, Berkeley | Press releases steel manufacturer, BCG2013: Steel's Contribution to a Low-Carbon Europe 2050 |  |  | Press releases steel manufacturer, BCG2013: Steel's Contribution to a Low-Carbon Europe 2050
Bulgaria | PlantFacts Database (VdEh) | [7 empty] | PlantFacts Database (VdEh) | PlantFacts Database (VdEh) | PlantFacts Database (VdEh) | PlantFacts Database (VdEh) | PlantFacts Database (VdEh) | PlantFacts Database (VdEh) | PlantFacts Database (VdEh) | PlantFacts Database (VdEh) | [7 empty] | Worrell et al. 2010: Energy Efficiency Improvement and Cost Savings Opportunities for the U.S. Iron and Steel Industry, Berkeley |  |  | Assumption | Assumption |  | Worrell et al. 2010: Energy Efficiency Improvement and Cost Savings Opportunities for the U.S. Iron and Steel Industry, Berkeley | [9 empty] | Worrell et al. 2010: Energy Efficiency Improvement and Cost Savings Opportunities for the U.S. Iron and Steel Industry, Berkeley | Press releases steel manufacturer, BCG2013: Steel's Contribution to a Low-Carbon Europe 2050 |  |  | Press releases steel manufacturer, BCG2013: Steel's Contribution to a Low-Carbon Europe 2050
Croatia | PlantFacts Database (VdEh) | [7 empty] | PlantFacts Database (VdEh) | PlantFacts Database (VdEh) | PlantFacts Database (VdEh) | PlantFacts Database (VdEh) | PlantFacts Database (VdEh) | PlantFacts Database (VdEh) | PlantFacts Database (VdEh) | PlantFacts Database (VdEh) | [7 empty] | Worrell et al. 2010: Energy Efficiency Improvement and Cost Savings Opportunities for the U.S. Iron and Steel Industry, Berkeley |  |  | Assumption | Assumption |  | Worrell et al. 2010: Energy Efficiency Improvement and Cost Savings Opportunities for the U.S. Iron and Steel Industry, Berkeley | [9 empty] | Worrell et al. 2010: Energy Efficiency Improvement and Cost Savings Opportunities for the U.S. Iron and Steel Industry, Berkeley | Press releases steel manufacturer, BCG2013: Steel's Contribution to a Low-Carbon Europe 2050 |  |  | Press releases steel manufacturer, BCG2013: Steel's Contribution to a Low-Carbon Europe 2050
Cyprus | PlantFacts Database (VdEh) | [7 empty] | PlantFacts Database (VdEh) | PlantFacts Database (VdEh) | PlantFacts Database (VdEh) | PlantFacts Database (VdEh) | PlantFacts Database (VdEh) | PlantFacts Database (VdEh) | PlantFacts Database (VdEh) | PlantFacts Database (VdEh) | [7 empty] | Worrell et al. 2010: Energy Efficiency Improvement and Cost Savings Opportunities for the U.S. Iron and Steel Industry, Berkeley |  |  | Assumption | Assumption |  | Worrell et al. 2010: Energy Efficiency Improvement and Cost Savings Opportunities for the U.S. Iron and Steel Industry, Berkeley | [9 empty] | Worrell et al. 2010: Energy Efficiency Improvement and Cost Savings Opportunities for the U.S. Iron and Steel Industry, Berkeley | Press releases steel manufacturer, BCG2013: Steel's Contribution to a Low-Carbon Europe 2050 |  |  | Press releases steel manufacturer, BCG2013: Steel's Contribution to a Low-Carbon Europe 2050
Czech Republic | PlantFacts Database (VdEh) | [7 empty] | PlantFacts Database (VdEh) | PlantFacts Database (VdEh) | PlantFacts Database (VdEh) | PlantFacts Database (VdEh) | PlantFacts Database (VdEh) | PlantFacts Database (VdEh) | PlantFacts Database (VdEh) | PlantFacts Database (VdEh) | [7 empty] | Worrell et al. 2010: Energy Efficiency Improvement and Cost Savings Opportunities for the U.S. Iron and Steel Industry, Berkeley |  |  | Assumption | Assumption |  | Worrell et al. 2010: Energy Efficiency Improvement and Cost Savings Opportunities for the U.S. Iron and Steel Industry, Berkeley | [9 empty] | Worrell et al. 2010: Energy Efficiency Improvement and Cost Savings Opportunities for the U.S. Iron and Steel Industry, Berkeley | Press releases steel manufacturer, BCG2013: Steel's Contribution to a Low-Carbon Europe 2050 |  |  | Press releases steel manufacturer, BCG2013: Steel's Contribution to a Low-Carbon Europe 2050
Denmark | PlantFacts Database (VdEh) | [7 empty] | PlantFacts Database (VdEh) | PlantFacts Database (VdEh) | PlantFacts Database (VdEh) | PlantFacts Database (VdEh) | PlantFacts Database (VdEh) | PlantFacts Database (VdEh) | PlantFacts Database (VdEh) | PlantFacts Database (VdEh) | [7 empty] | Worrell et al. 2010: Energy Efficiency Improvement and Cost Savings Opportunities for the U.S. Iron and Steel Industry, Berkeley |  |  | Assumption | Assumption |  | Worrell et al. 2010: Energy Efficiency Improvement and Cost Savings Opportunities for the U.S. Iron and Steel Industry, Berkeley | [9 empty] | Worrell et al. 2010: Energy Efficiency Improvement and Cost Savings Opportunities for the U.S. Iron and Steel Industry, Berkeley | Press releases steel manufacturer, BCG2013: Steel's Contribution to a Low-Carbon Europe 2050 |  |  | Press releases steel manufacturer, BCG2013: Steel's Contribution to a Low-Carbon Europe 2050
Estonia | PlantFacts Database (VdEh) | [7 empty] | PlantFacts Database (VdEh) | PlantFacts Database (VdEh) | PlantFacts Database (VdEh) | PlantFacts Database (VdEh) | PlantFacts Database (VdEh) | PlantFacts Database (VdEh) | PlantFacts Database (VdEh) | PlantFacts Database (VdEh) | [7 empty] | Worrell et al. 2010: Energy Efficiency Improvement and Cost Savings Opportunities for the U.S. Iron and Steel Industry, Berkeley |  |  | Assumption | Assumption |  | Worrell et al. 2010: Energy Efficiency Improvement and Cost Savings Opportunities for the U.S. Iron and Steel Industry, Berkeley | [9 empty] | Worrell et al. 2010: Energy Efficiency Improvement and Cost Savings Opportunities for the U.S. Iron and Steel Industry, Berkeley | Press releases steel manufacturer, BCG2013: Steel's Contribution to a Low-Carbon Europe 2050 |  |  | Press releases steel manufacturer, BCG2013: Steel's Contribution to a Low-Carbon Europe 2050
Finland | PlantFacts Database (VdEh) | [7 empty] | PlantFacts Database (VdEh) | PlantFacts Database (VdEh) | PlantFacts Database (VdEh) | PlantFacts Database (VdEh) | PlantFacts Database (VdEh) | PlantFacts Database (VdEh) | PlantFacts Database (VdEh) | PlantFacts Database (VdEh) | [7 empty] | Worrell et al. 2010: Energy Efficiency Improvement and Cost Savings Opportunities for the U.S. Iron and Steel Industry, Berkeley |  |  | Assumption | Assumption |  | Worrell et al. 2010: Energy Efficiency Improvement and Cost Savings Opportunities for the U.S. Iron and Steel Industry, Berkeley | [9 empty] | Worrell et al. 2010: Energy Efficiency Improvement and Cost Savings Opportunities for the U.S. Iron and Steel Industry, Berkeley | Press releases steel manufacturer, BCG2013: Steel's Contribution to a Low-Carbon Europe 2050 |  |  | Press releases steel manufacturer, BCG2013: Steel's Contribution to a Low-Carbon Europe 2050
France | PlantFacts Database (VdEh) | [7 empty] | PlantFacts Database (VdEh) | PlantFacts Database (VdEh) | PlantFacts Database (VdEh) | PlantFacts Database (VdEh) | PlantFacts Database (VdEh) | PlantFacts Database (VdEh) | PlantFacts Database (VdEh) | PlantFacts Database (VdEh) | [7 empty] | Worrell et al. 2010: Energy Efficiency Improvement and Cost Savings Opportunities for the U.S. Iron and Steel Industry, Berkeley |  |  | Assumption | Assumption |  | Worrell et al. 2010: Energy Efficiency Improvement and Cost Savings Opportunities for the U.S. Iron and Steel Industry, Berkeley | [9 empty] | Worrell et al. 2010: Energy Efficiency Improvement and Cost Savings Opportunities for the U.S. Iron and Steel Industry, Berkeley | Press releases steel manufacturer, BCG2013: Steel's Contribution to a Low-Carbon Europe 2050 |  |  | Press releases steel manufacturer, BCG2013: Steel's Contribution to a Low-Carbon Europe 2050
Germany | PlantFacts Database (VdEh) | [7 empty] | PlantFacts Database (VdEh) | PlantFacts Database (VdEh) | PlantFacts Database (VdEh) | PlantFacts Database (VdEh) | PlantFacts Database (VdEh) | PlantFacts Database (VdEh) | PlantFacts Database (VdEh) | PlantFacts Database (VdEh) | [7 empty] | Worrell et al. 2010: Energy Efficiency Improvement and Cost Savings Opportunities for the U.S. Iron and Steel Industry, Berkeley |  |  | Assumption | Assumption |  | Worrell et al. 2010: Energy Efficiency Improvement and Cost Savings Opportunities for the U.S. Iron and Steel Industry, Berkeley | [9 empty] | Worrell et al. 2010: Energy Efficiency Improvement and Cost Savings Opportunities for the U.S. Iron and Steel Industry, Berkeley | Press releases steel manufacturer, BCG2013: Steel's Contribution to a Low-Carbon Europe 2050 |  |  | Press releases steel manufacturer, BCG2013: Steel's Contribution to a Low-Carbon Europe 2050
Greece | PlantFacts Database (VdEh) | [7 empty] | PlantFacts Database (VdEh) | PlantFacts Database (VdEh) | PlantFacts Database (VdEh) | PlantFacts Database (VdEh) | PlantFacts Database (VdEh) | PlantFacts Database (VdEh) | PlantFacts Database (VdEh) | PlantFacts Database (VdEh) | [7 empty] | Worrell et al. 2010: Energy Efficiency Improvement and Cost Savings Opportunities for the U.S. Iron and Steel Industry, Berkeley |  |  | Assumption | Assumption |  | Worrell et al. 2010: Energy Efficiency Improvement and Cost Savings Opportunities for the U.S. Iron and Steel Industry, Berkeley | [9 empty] | Worrell et al. 2010: Energy Efficiency Improvement and Cost Savings Opportunities for the U.S. Iron and Steel Industry, Berkeley | Press releases steel manufacturer, BCG2013: Steel's Contribution to a Low-Carbon Europe 2050 |  |  | Press releases steel manufacturer, BCG2013: Steel's Contribution to a Low-Carbon Europe 2050
Hungary | PlantFacts Database (VdEh) | [7 empty] | PlantFacts Database (VdEh) | PlantFacts Database (VdEh) | PlantFacts Database (VdEh) | PlantFacts Database (VdEh) | PlantFacts Database (VdEh) | PlantFacts Database (VdEh) | PlantFacts Database (VdEh) | PlantFacts Database (VdEh) | [7 empty] | Worrell et al. 2010: Energy Efficiency Improvement and Cost Savings Opportunities for the U.S. Iron and Steel Industry, Berkeley |  |  | Assumption | Assumption |  | Worrell et al. 2010: Energy Efficiency Improvement and Cost Savings Opportunities for the U.S. Iron and Steel Industry, Berkeley | [9 empty] | Worrell et al. 2010: Energy Efficiency Improvement and Cost Savings Opportunities for the U.S. Iron and Steel Industry, Berkeley | Press releases steel manufacturer, BCG2013: Steel's Contribution to a Low-Carbon Europe 2050 |  |  | Press releases steel manufacturer, BCG2013: Steel's Contribution to a Low-Carbon Europe 2050
Ireland | PlantFacts Database (VdEh) | [7 empty] | PlantFacts Database (VdEh) | PlantFacts Database (VdEh) | PlantFacts Database (VdEh) | PlantFacts Database (VdEh) | PlantFacts Database (VdEh) | PlantFacts Database (VdEh) | PlantFacts Database (VdEh) | PlantFacts Database (VdEh) | [7 empty] | Worrell et al. 2010: Energy Efficiency Improvement and Cost Savings Opportunities for the U.S. Iron and Steel Industry, Berkeley |  |  | Assumption | Assumption |  | Worrell et al. 2010: Energy Efficiency Improvement and Cost Savings Opportunities for the U.S. Iron and Steel Industry, Berkeley | [9 empty] | Worrell et al. 2010: Energy Efficiency Improvement and Cost Savings Opportunities for the U.S. Iron and Steel Industry, Berkeley | Press releases steel manufacturer, BCG2013: Steel's Contribution to a Low-Carbon Europe 2050 |  |  | Press releases steel manufacturer, BCG2013: Steel's Contribution to a Low-Carbon Europe 2050
Italy | PlantFacts Database (VdEh) | [7 empty] | PlantFacts Database (VdEh) | PlantFacts Database (VdEh) | PlantFacts Database (VdEh) | PlantFacts Database (VdEh) | PlantFacts Database (VdEh) | PlantFacts Database (VdEh) | PlantFacts Database (VdEh) | PlantFacts Database (VdEh) | [7 empty] | Worrell et al. 2010: Energy Efficiency Improvement and Cost Savings Opportunities for the U.S. Iron and Steel Industry, Berkeley |  |  | Assumption | Assumption |  | Worrell et al. 2010: Energy Efficiency Improvement and Cost Savings Opportunities for the U.S. Iron and Steel Industry, Berkeley | [9 empty] | Worrell et al. 2010: Energy Efficiency Improvement and Cost Savings Opportunities for the U.S. Iron and Steel Industry, Berkeley | Press releases steel manufacturer, BCG2013: Steel's Contribution to a Low-Carbon Europe 2050 |  |  | Press releases steel manufacturer, BCG2013: Steel's Contribution to a Low-Carbon Europe 2050
Latvia | PlantFacts Database (VdEh) | [7 empty] | PlantFacts Database (VdEh) | PlantFacts Database (VdEh) | PlantFacts Database (VdEh) | PlantFacts Database (VdEh) | PlantFacts Database (VdEh) | PlantFacts Database (VdEh) | PlantFacts Database (VdEh) | PlantFacts Database (VdEh) | [7 empty] | Worrell et al. 2010: Energy Efficiency Improvement and Cost Savings Opportunities for the U.S. Iron and Steel Industry, Berkeley |  |  | Assumption | Assumption |  | Worrell et al. 2010: Energy Efficiency Improvement and Cost Savings Opportunities for the U.S. Iron and Steel Industry, Berkeley | [9 empty] | Worrell et al. 2010: Energy Efficiency Improvement and Cost Savings Opportunities for the U.S. Iron and Steel Industry, Berkeley | Press releases steel manufacturer, BCG2013: Steel's Contribution to a Low-Carbon Europe 2050 |  |  | Press releases steel manufacturer, BCG2013: Steel's Contribution to a Low-Carbon Europe 2050
Lithuania | PlantFacts Database (VdEh) | [7 empty] | PlantFacts Database (VdEh) | PlantFacts Database (VdEh) | PlantFacts Database (VdEh) | PlantFacts Database (VdEh) | PlantFacts Database (VdEh) | PlantFacts Database (VdEh) | PlantFacts Database (VdEh) | PlantFacts Database (VdEh) | [7 empty] | Worrell et al. 2010: Energy Efficiency Improvement and Cost Savings Opportunities for the U.S. Iron and Steel Industry, Berkeley |  |  | Assumption | Assumption |  | Worrell et al. 2010: Energy Efficiency Improvement and Cost Savings Opportunities for the U.S. Iron and Steel Industry, Berkeley | [9 empty] | Worrell et al. 2010: Energy Efficiency Improvement and Cost Savings Opportunities for the U.S. Iron and Steel Industry, Berkeley | Press releases steel manufacturer, BCG2013: Steel's Contribution to a Low-Carbon Europe 2050 |  |  | Press releases steel manufacturer, BCG2013: Steel's Contribution to a Low-Carbon Europe 2050
Luxembourg | PlantFacts Database (VdEh) | [7 empty] | PlantFacts Database (VdEh) | PlantFacts Database (VdEh) | PlantFacts Database (VdEh) | PlantFacts Database (VdEh) | PlantFacts Database (VdEh) | PlantFacts Database (VdEh) | PlantFacts Database (VdEh) | PlantFacts Database (VdEh) | [7 empty] | Worrell et al. 2010: Energy Efficiency Improvement and Cost Savings Opportunities for the U.S. Iron and Steel Industry, Berkeley |  |  | Assumption | Assumption |  | Worrell et al. 2010: Energy Efficiency Improvement and Cost Savings Opportunities for the U.S. Iron and Steel Industry, Berkeley | [9 empty] | Worrell et al. 2010: Energy Efficiency Improvement and Cost Savings Opportunities for the U.S. Iron and Steel Industry, Berkeley | Press releases steel manufacturer, BCG2013: Steel's Contribution to a Low-Carbon Europe 2050 |  |  | Press releases steel manufacturer, BCG2013: Steel's Contribution to a Low-Carbon Europe 2050
Malta | PlantFacts Database (VdEh) | [7 empty] | PlantFacts Database (VdEh) | PlantFacts Database (VdEh) | PlantFacts Database (VdEh) | PlantFacts Database (VdEh) | PlantFacts Database (VdEh) | PlantFacts Database (VdEh) | PlantFacts Database (VdEh) | PlantFacts Database (VdEh) | [7 empty] | Worrell et al. 2010: Energy Efficiency Improvement and Cost Savings Opportunities for the U.S. Iron and Steel Industry, Berkeley |  |  | Assumption | Assumption |  | Worrell et al. 2010: Energy Efficiency Improvement and Cost Savings Opportunities for the U.S. Iron and Steel Industry, Berkeley | [9 empty] | Worrell et al. 2010: Energy Efficiency Improvement and Cost Savings Opportunities for the U.S. Iron and Steel Industry, Berkeley | Press releases steel manufacturer, BCG2013: Steel's Contribution to a Low-Carbon Europe 2050 |  |  | Press releases steel manufacturer, BCG2013: Steel's Contribution to a Low-Carbon Europe 2050
Netherlands | PlantFacts Database (VdEh) | [7 empty] | PlantFacts Database (VdEh) | PlantFacts Database (VdEh) | PlantFacts Database (VdEh) | PlantFacts Database (VdEh) | PlantFacts Database (VdEh) | PlantFacts Database (VdEh) | PlantFacts Database (VdEh) | PlantFacts Database (VdEh) | [7 empty] | Worrell et al. 2010: Energy Efficiency Improvement and Cost Savings Opportunities for the U.S. Iron and Steel Industry, Berkeley |  |  | Assumption | Assumption |  | Worrell et al. 2010: Energy Efficiency Improvement and Cost Savings Opportunities for the U.S. Iron and Steel Industry, Berkeley | [9 empty] | Worrell et al. 2010: Energy Efficiency Improvement and Cost Savings Opportunities for the U.S. Iron and Steel Industry, Berkeley | Press releases steel manufacturer, BCG2013: Steel's Contribution to a Low-Carbon Europe 2050 |  |  | Press releases steel manufacturer, BCG2013: Steel's Contribution to a Low-Carbon Europe 2050
Poland | PlantFacts Database (VdEh) | [7 empty] | PlantFacts Database (VdEh) | PlantFacts Database (VdEh) | PlantFacts Database (VdEh) | PlantFacts Database (VdEh) | PlantFacts Database (VdEh) | PlantFacts Database (VdEh) | PlantFacts Database (VdEh) | PlantFacts Database (VdEh) | [7 empty] | Worrell et al. 2010: Energy Efficiency Improvement and Cost Savings Opportunities for the U.S. Iron and Steel Industry, Berkeley |  |  | Assumption | Assumption |  | Worrell et al. 2010: Energy Efficiency Improvement and Cost Savings Opportunities for the U.S. Iron and Steel Industry, Berkeley | [9 empty] | Worrell et al. 2010: Energy Efficiency Improvement and Cost Savings Opportunities for the U.S. Iron and Steel Industry, Berkeley | Press releases steel manufacturer, BCG2013: Steel's Contribution to a Low-Carbon Europe 2050 |  |  | Press releases steel manufacturer, BCG2013: Steel's Contribution to a Low-Carbon Europe 2050
Portugal | PlantFacts Database (VdEh) | [7 empty] | PlantFacts Database (VdEh) | PlantFacts Database (VdEh) | PlantFacts Database (VdEh) | PlantFacts Database (VdEh) | PlantFacts Database (VdEh) | PlantFacts Database (VdEh) | PlantFacts Database (VdEh) | PlantFacts Database (VdEh) | [7 empty] | Worrell et al. 2010: Energy Efficiency Improvement and Cost Savings Opportunities for the U.S. Iron and Steel Industry, Berkeley |  |  | Assumption | Assumption |  | Worrell et al. 2010: Energy Efficiency Improvement and Cost Savings Opportunities for the U.S. Iron and Steel Industry, Berkeley | [9 empty] | Worrell et al. 2010: Energy Efficiency Improvement and Cost Savings Opportunities for the U.S. Iron and Steel Industry, Berkeley | Press releases steel manufacturer, BCG2013: Steel's Contribution to a Low-Carbon Europe 2050 |  |  | Press releases steel manufacturer, BCG2013: Steel's Contribution to a Low-Carbon Europe 2050
Romania | PlantFacts Database (VdEh) | [7 empty] | PlantFacts Database (VdEh) | PlantFacts Database (VdEh) | PlantFacts Database (VdEh) | PlantFacts Database (VdEh) | PlantFacts Database (VdEh) | PlantFacts Database (VdEh) | PlantFacts Database (VdEh) | PlantFacts Database (VdEh) | [7 empty] | Worrell et al. 2010: Energy Efficiency Improvement and Cost Savings Opportunities for the U.S. Iron and Steel Industry, Berkeley |  |  | Assumption | Assumption |  | Worrell et al. 2010: Energy Efficiency Improvement and Cost Savings Opportunities for the U.S. Iron and Steel Industry, Berkeley | [9 empty] | Worrell et al. 2010: Energy Efficiency Improvement and Cost Savings Opportunities for the U.S. Iron and Steel Industry, Berkeley | Press releases steel manufacturer, BCG2013: Steel's Contribution to a Low-Carbon Europe 2050 |  |  | Press releases steel manufacturer, BCG2013: Steel's Contribution to a Low-Carbon Europe 2050
Slovakia | PlantFacts Database (VdEh) | [7 empty] | PlantFacts Database (VdEh) | PlantFacts Database (VdEh) | PlantFacts Database (VdEh) | PlantFacts Database (VdEh) | PlantFacts Database (VdEh) | PlantFacts Database (VdEh) | PlantFacts Database (VdEh) | PlantFacts Database (VdEh) | [7 empty] | Worrell et al. 2010: Energy Efficiency Improvement and Cost Savings Opportunities for the U.S. Iron and Steel Industry, Berkeley |  |  | Assumption | Assumption |  | Worrell et al. 2010: Energy Efficiency Improvement and Cost Savings Opportunities for the U.S. Iron and Steel Industry, Berkeley | [9 empty] | Worrell et al. 2010: Energy Efficiency Improvement and Cost Savings Opportunities for the U.S. Iron and Steel Industry, Berkeley | Press releases steel manufacturer, BCG2013: Steel's Contribution to a Low-Carbon Europe 2050 |  |  | Press releases steel manufacturer, BCG2013: Steel's Contribution to a Low-Carbon Europe 2050
Slovenia | PlantFacts Database (VdEh) | [7 empty] | PlantFacts Database (VdEh) | PlantFacts Database (VdEh) | PlantFacts Database (VdEh) | PlantFacts Database (VdEh) | PlantFacts Database (VdEh) | PlantFacts Database (VdEh) | PlantFacts Database (VdEh) | PlantFacts Database (VdEh) | [7 empty] | Worrell et al. 2010: Energy Efficiency Improvement and Cost Savings Opportunities for the U.S. Iron and Steel Industry, Berkeley |  |  | Assumption | Assumption |  | Worrell et al. 2010: Energy Efficiency Improvement and Cost Savings Opportunities for the U.S. Iron and Steel Industry, Berkeley | [9 empty] | Worrell et al. 2010: Energy Efficiency Improvement and Cost Savings Opportunities for the U.S. Iron and Steel Industry, Berkeley | Press releases steel manufacturer, BCG2013: Steel's Contribution to a Low-Carbon Europe 2050 |  |  | Press releases steel manufacturer, BCG2013: Steel's Contribution to a Low-Carbon Europe 2050
Spain | PlantFacts Database (VdEh) | [7 empty] | PlantFacts Database (VdEh) | PlantFacts Database (VdEh) | PlantFacts Database (VdEh) | PlantFacts Database (VdEh) | PlantFacts Database (VdEh) | PlantFacts Database (VdEh) | PlantFacts Database (VdEh) | PlantFacts Database (VdEh) | [7 empty] | Worrell et al. 2010: Energy Efficiency Improvement and Cost Savings Opportunities for the U.S. Iron and Steel Industry, Berkeley |  |  | Assumption | Assumption |  | Worrell et al. 2010: Energy Efficiency Improvement and Cost Savings Opportunities for the U.S. Iron and Steel Industry, Berkeley | [9 empty] | Worrell et al. 2010: Energy Efficiency Improvement and Cost Savings Opportunities for the U.S. Iron and Steel Industry, Berkeley | Press releases steel manufacturer, BCG2013: Steel's Contribution to a Low-Carbon Europe 2050 |  |  | Press releases steel manufacturer, BCG2013: Steel's Contribution to a Low-Carbon Europe 2050
Sweden | PlantFacts Database (VdEh) | [7 empty] | PlantFacts Database (VdEh) | PlantFacts Database (VdEh) | PlantFacts Database (VdEh) | PlantFacts Database (VdEh) | PlantFacts Database (VdEh) | PlantFacts Database (VdEh) | PlantFacts Database (VdEh) | PlantFacts Database (VdEh) | [7 empty] | Worrell et al. 2010: Energy Efficiency Improvement and Cost Savings Opportunities for the U.S. Iron and Steel Industry, Berkeley |  |  | Assumption | Assumption |  | Worrell et al. 2010: Energy Efficiency Improvement and Cost Savings Opportunities for the U.S. Iron and Steel Industry, Berkeley | [9 empty] | Worrell et al. 2010: Energy Efficiency Improvement and Cost Savings Opportunities for the U.S. Iron and Steel Industry, Berkeley | Press releases steel manufacturer, BCG2013: Steel's Contribution to a Low-Carbon Europe 2050 |  |  | Press releases steel manufacturer, BCG2013: Steel's Contribution to a Low-Carbon Europe 2050
United Kingdom | PlantFacts Database (VdEh) | [7 empty] | PlantFacts Database (VdEh) | PlantFacts Database (VdEh) | PlantFacts Database (VdEh) | PlantFacts Database (VdEh) | PlantFacts Database (VdEh) | PlantFacts Database (VdEh) | PlantFacts Database (VdEh) | PlantFacts Database (VdEh) | [7 empty] | Worrell et al. 2010: Energy Efficiency Improvement and Cost Savings Opportunities for the U.S. Iron and Steel Industry, Berkeley |  |  | Assumption | Assumption |  | Worrell et al. 2010: Energy Efficiency Improvement and Cost Savings Opportunities for the U.S. Iron and Steel Industry, Berkeley | [9 empty] | Worrell et al. 2010: Energy Efficiency Improvement and Cost Savings Opportunities for the U.S. Iron and Steel Industry, Berkeley | Press releases steel manufacturer, BCG2013: Steel's Contribution to a Low-Carbon Europe 2050 |  |  | Press releases steel manufacturer, BCG2013: Steel's Contribution to a Low-Carbon Europe 2050
Norway | PlantFacts Database (VdEh) | [7 empty] | PlantFacts Database (VdEh) | PlantFacts Database (VdEh) | PlantFacts Database (VdEh) | PlantFacts Database (VdEh) | PlantFacts Database (VdEh) | PlantFacts Database (VdEh) | PlantFacts Database (VdEh) | PlantFacts Database (VdEh) | [7 empty] | Worrell et al. 2010: Energy Efficiency Improvement and Cost Savings Opportunities for the U.S. Iron and Steel Industry, Berkeley |  |  | Assumption | Assumption |  | Worrell et al. 2010: Energy Efficiency Improvement and Cost Savings Opportunities for the U.S. Iron and Steel Industry, Berkeley | [9 empty] | Worrell et al. 2010: Energy Efficiency Improvement and Cost Savings Opportunities for the U.S. Iron and Steel Industry, Berkeley | Press releases steel manufacturer, BCG2013: Steel's Contribution to a Low-Carbon Europe 2050 |  |  | Press releases steel manufacturer, BCG2013: Steel's Contribution to a Low-Carbon Europe 2050
Switzerland | PlantFacts Database (VdEh) | [7 empty] | PlantFacts Database (VdEh) | PlantFacts Database (VdEh) | PlantFacts Database (VdEh) | PlantFacts Database (VdEh) | PlantFacts Database (VdEh) | PlantFacts Database (VdEh) | PlantFacts Database (VdEh) | PlantFacts Database (VdEh) | [7 empty] | Worrell et al. 2010: Energy Efficiency Improvement and Cost Savings Opportunities for the U.S. Iron and Steel Industry, Berkeley |  |  | Assumption | Assumption |  | Worrell et al. 2010: Energy Efficiency Improvement and Cost Savings Opportunities for the U.S. Iron and Steel Industry, Berkeley | [9 empty] | Worrell et al. 2010: Energy Efficiency Improvement and Cost Savings Opportunities for the U.S. Iron and Steel Industry, Berkeley | Press releases steel manufacturer, BCG2013: Steel's Contribution to a Low-Carbon Europe 2050 |  |  | Press releases steel manufacturer, BCG2013: Steel's Contribution to a Low-Carbon Europe 2050
Iceland | PlantFacts Database (VdEh) | [7 empty] | PlantFacts Database (VdEh) | PlantFacts Database (VdEh) | PlantFacts Database (VdEh) | PlantFacts Database (VdEh) | PlantFacts Database (VdEh) | PlantFacts Database (VdEh) | PlantFacts Database (VdEh) | PlantFacts Database (VdEh) | [7 empty] | Worrell et al. 2010: Energy Efficiency Improvement and Cost Savings Opportunities for the U.S. Iron and Steel Industry, Berkeley |  |  | Assumption | Assumption |  | Worrell et al. 2010: Energy Efficiency Improvement and Cost Savings Opportunities for the U.S. Iron and Steel Industry, Berkeley | [9 empty] | Worrell et al. 2010: Energy Efficiency Improvement and Cost Savings Opportunities for the U.S. Iron and Steel Industry, Berkeley | Press releases steel manufacturer, BCG2013: Steel's Contribution to a Low-Carbon Europe 2050 |  |  | Press releases steel manufacturer, BCG2013: Steel's Contribution to a Low-Carbon Europe 2050
Note on Y3: Tobias Fleiter: Refers to average SEC in entire technology stock

## Steel Semifinished Products
Steel Semifinished Products (Caster, Mills) | [8 empty] | Sum not 100: unknown age or rounding error | [29 empty] | not applicable
| Technology stock data for 2014 | [25 empty] | Techno-economic data
| Capacity [kt] | Installed production capacity [t/a] | [6 empty] | Age distribution [share of total stock in %] | [6 empty] | Quantity | Quantity | [6 empty] | Specific energy consumption [MWh/t] | Thermal efficiency [%] | Electrical efficiency (CHP) [%] | Calculatory lifetime [a] | Technical lifetime [a] | Type of fuel [-] | Specific energy consumption [MWht] | Thermal efficiency [%] | Thermal efficiency [%] | [6 empty] | Electrical efficiency (CHP) [%] | Saving options/ efficiency development until 2050 [%] | Specific investment cost 2013 [€2013/t capacity] | Specific investment cost 2020 [€2013/t capacity] | Specific investment cost 2030 [€2013/t capacity] | Annual O&M cost (in % of Invest) | Sold units 2012 [n] | Sold units 2013 [n] | Maximum temperature level [°C] | Steam temperature [°C] | Steam pressure [bar] | Minimum capacitiy of one unit [t] | Maximum capacitiy of one unit [t] | x | interpolation/ extrapolation
|  | Total | [14 empty] | Total | [34 empty] | a | ad hoc calculation
|  | <100 kt | 100 -500 kt | 501 - 1000 kt | 1001 - 2000 kt | 2001 - 5000 kt | 5 - 10 Mt | >10 Mt | <10 a | 10-20 a | 20-30 a | 30-40 a | 40-50 a | 50-60 a | >60a |  | <100 kt | 100 -500 kt | 501 - 1000 kt | 1001 - 2000 kt | 2001 - 5000 kt | 5 - 10 Mt | >10 Mt | [8 empty] | <25 t | 25 - 50 t | 51 - 250 t | 251 - 1000 t | 1001 - 4999 t | 5k - 25k t | >25k t | [13 empty] | s | direct use of the source
Austria | 21768 | confidential | confidential | confidential | confidential | confidential | confidential | confidential | confidential | confidential | confidential | confidential | confidential | confidential | confidential | 25 | 5 | 5 | 6 | 6 | 3 |  |  | 0.83 | 45 | not applicable | 20 | 40 | Natural Gas, Derived Gas | 0.6 | 60 | [7 empty] | 0 | 30 | 311.1 | 311.1 | 311.1 | 23 |  |  | 1700 | not applicable | not applicable |  |  | m | modelling
Belgium | 37335 | confidential | confidential | confidential | confidential | confidential | confidential | confidential | confidential | confidential | confidential | confidential | confidential | confidential | confidential | 30 | 1 | 11 | 8 | 4 | 5 | 1 |  | 0.83 | 45 | not applicable | 20 | 40 | Natural Gas, Derived Gas | 0.6 | 60 | [7 empty] | 0 | 30 | 316.2 | 316.2 | 316.2 | 23 |  |  | 1700 | not applicable | not applicable
Bulgaria | 2350 | confidential | confidential | confidential | confidential | confidential | confidential | confidential | confidential | confidential | confidential | confidential | confidential | confidential | confidential | 6 |  | 5 | 1 |  |  |  |  | 0.83 | 45 | not applicable | 20 | 40 | Natural Gas, Derived Gas | 0.6 | 60 | [7 empty] | 0 | 30 | 271.8 | 271.8 | 271.8 | 23 |  |  | 1700 | not applicable | not applicable
Croatia | 685 | confidential | confidential | confidential | confidential | confidential | confidential | confidential | confidential | confidential | confidential | confidential | confidential | confidential | confidential | 3 |  | 3 | [5 empty] | 0.83 | 45 | not applicable | 20 | 40 | Natural Gas, Derived Gas | 0.6 | 60 | [7 empty] | 0 | 30 | 288.9 | 288.9 | 288.9 | 23 |  |  | 1700 | not applicable | not applicable
Cyprus | 0 | confidential | confidential | confidential | confidential | confidential | confidential | confidential | confidential | confidential | confidential | confidential | confidential | confidential | confidential | 0 | [7 empty] | 0.83 | 45 | not applicable | 20 | 40 | Natural Gas, Derived Gas | 0.6 | 60 | [7 empty] | #DIV/0! | 30 | 303 | 303 | 303 | 23 |  |  | 1700 | not applicable | not applicable
Czech Republic | 14315 | confidential | confidential | confidential | confidential | confidential | confidential | confidential | confidential | confidential | confidential | confidential | confidential | confidential | confidential | 22 | 5 | 3 | 9 | 5 |  |  |  | 0.83 | 45 | not applicable | 20 | 40 | Natural Gas, Derived Gas | 0.6 | 60 | [7 empty] | 0 | 30 | 288.3 | 288.3 | 288.3 | 23 |  |  | 1700 | not applicable | not applicable
Denmark | 800 | confidential | confidential | confidential | confidential | confidential | confidential | confidential | confidential | confidential | confidential | confidential | confidential | confidential | confidential | 2 |  | 2 | [5 empty] | 0.83 | 45 | not applicable | 20 | 40 | Natural Gas, Derived Gas | 0.6 | 60 | [7 empty] | 0 | 30 | 371.1 | 371.1 | 371.1 | 23 |  |  | 1700 | not applicable | not applicable
Estonia | 0 | confidential | confidential | confidential | confidential | confidential | confidential | confidential | confidential | confidential | confidential | confidential | confidential | confidential | confidential | 0 | [7 empty] | 0.83 | 45 | not applicable | 20 | 40 | Natural Gas, Derived Gas | 0.6 | 60 | [7 empty] | #DIV/0! | 30 | 285 | 285 | 285 | 23 |  |  | 1700 | not applicable | not applicable
Finland | 14540 | confidential | confidential | confidential | confidential | confidential | confidential | confidential | confidential | confidential | confidential | confidential | confidential | confidential | confidential | 21 | 0 | 11 | 5 | 4 | 1 |  |  | 0.83 | 45 | not applicable | 20 | 40 | Natural Gas, Derived Gas | 0.6 | 60 | [7 empty] | 0 | 30 | 345 | 345 | 345 | 23 |  |  | 1700 | not applicable | not applicable
France | 52966 | confidential | confidential | confidential | confidential | confidential | confidential | confidential | confidential | confidential | confidential | confidential | confidential | confidential | confidential | 93 | 31 | 34 | 17 | 1 | 9 | 1 |  | 0.83 | 45 | not applicable | 20 | 40 | Natural Gas, Derived Gas | 0.6 | 60 | [7 empty] | 0 | 30 | 306 | 306 | 306 | 23 |  |  | 1700 | not applicable | not applicable
Germany | 133197 | confidential | confidential | confidential | confidential | confidential | confidential | confidential | confidential | confidential | confidential | confidential | confidential | confidential | confidential | 151 | 30 | 38 | 38 | 31 | 13 | 1 |  | 0.83 | 45 | not applicable | 20 | 40 | Natural Gas, Derived Gas | 0.6 | 60 | [7 empty] | 0 | 30 | 295.8 | 295.8 | 295.8 | 23 |  |  | 1700 | not applicable | not applicable
Greece | 4600 | confidential | confidential | confidential | confidential | confidential | confidential | confidential | confidential | confidential | confidential | confidential | confidential | confidential | confidential | 7 | 0 | 3 | 3 | 1 |  |  |  | 0.83 | 45 | not applicable | 20 | 40 | Natural Gas, Derived Gas | 0.6 | 60 | [7 empty] | 0 | 30 | 321.3 | 321.3 | 321.3 | 23 |  |  | 1700 | not applicable | not applicable
Hungary | 5519 | confidential | confidential | confidential | confidential | confidential | confidential | confidential | confidential | confidential | confidential | confidential | confidential | confidential | confidential | 10 | 3 | 2 | 4 | 1 |  |  |  | 0.83 | 45 | not applicable | 20 | 40 | Natural Gas, Derived Gas | 0.6 | 60 | [7 empty] | 0 | 30 | 273.3 | 273.3 | 273.3 | 23 |  |  | 1700 | not applicable | not applicable
Ireland | 0 | confidential | confidential | confidential | confidential | confidential | confidential | confidential | confidential | confidential | confidential | confidential | confidential | confidential | confidential | 0 | [7 empty] | 0.83 | 45 | not applicable | 20 | 40 | Natural Gas, Derived Gas | 0.6 | 60 | [7 empty] | #DIV/0! | 30 | 314.7 | 314.7 | 314.7 | 23 |  |  | 1700 | not applicable | not applicable
Italy | 86066 | confidential | confidential | confidential | confidential | confidential | confidential | confidential | confidential | confidential | confidential | confidential | confidential | confidential | confidential | 132 | 9 | 66 | 41 | 8 | 7 | 1 |  | 0.83 | 45 | not applicable | 20 | 40 | Natural Gas, Derived Gas | 0.6 | 60 | [7 empty] | 0 | 30 | 299.1 | 299.1 | 299.1 | 23 |  |  | 1700 | not applicable | not applicable
Latvia | 450 | confidential | confidential | confidential | confidential | confidential | confidential | confidential | confidential | confidential | confidential | confidential | confidential | confidential | confidential | 1 |  | 1 | [5 empty] | 0.83 | 45 | not applicable | 20 | 40 | Natural Gas, Derived Gas | 0.6 | 60 | [7 empty] | #DIV/0! | 30 | 295.5 | 295.5 | 295.5 | 23 |  |  | 1700 | not applicable | not applicable
Lithuania | 0 | confidential | confidential | confidential | confidential | confidential | confidential | confidential | confidential | confidential | confidential | confidential | confidential | confidential | confidential | 0 | [7 empty] | 0.83 | 45 | not applicable | 20 | 40 | Natural Gas, Derived Gas | 0.6 | 60 | [7 empty] | #DIV/0! | 30 | 281.4 | 281.4 | 281.4 | 23 |  |  | 1700 | not applicable | not applicable
Luxembourg | 5350 | confidential | confidential | confidential | confidential | confidential | confidential | confidential | confidential | confidential | confidential | confidential | confidential | confidential | confidential | 6 |  | 1 | 3 | 2 |  |  |  | 0.83 | 45 | not applicable | 20 | 40 | Natural Gas, Derived Gas | 0.6 | 60 | [7 empty] | 0 | 30 | 304.2 | 304.2 | 304.2 | 23 |  |  | 1700 | not applicable | not applicable
Malta | 0 | confidential | confidential | confidential | confidential | confidential | confidential | confidential | confidential | confidential | confidential | confidential | confidential | confidential | confidential | 0 | [7 empty] | 0.83 | 45 | not applicable | 20 | 40 | Natural Gas, Derived Gas | 0.6 | 60 | [7 empty] | #DIV/0! | 30 | 325.8 | 325.8 | 325.8 | 23 |  |  | 1700 | not applicable | not applicable
Netherlands | 19800 | confidential | confidential | confidential | confidential | confidential | confidential | confidential | confidential | confidential | confidential | confidential | confidential | confidential | confidential | 14 |  | 5 | 2 | 4 | 3 |  |  | 0.83 | 45 | not applicable | 20 | 40 | Natural Gas, Derived Gas | 0.6 | 60 | [7 empty] | 0 | 30 | 298.5 | 298.5 | 298.5 | 23 |  |  | 1700 | not applicable | not applicable
Poland | 25049 | confidential | confidential | confidential | confidential | confidential | confidential | confidential | confidential | confidential | confidential | confidential | confidential | confidential | confidential | 37 | 7 | 12 | 12 | 4 | 2 |  |  | 0.83 | 45 | not applicable | 20 | 40 | Natural Gas, Derived Gas | 0.6 | 60 | [7 empty] | 0 | 30 | 276.6 | 276.6 | 276.6 | 23 |  |  | 1700 | not applicable | not applicable
Portugal | 3525 | confidential | confidential | confidential | confidential | confidential | confidential | confidential | confidential | confidential | confidential | confidential | confidential | confidential | confidential | 6 | 1 | 2 | 2 | 1 |  |  |  | 0.83 | 45 | not applicable | 20 | 40 | Natural Gas, Derived Gas | 0.6 | 60 | [7 empty] | 0 | 30 | 320.7 | 320.7 | 320.7 | 23 |  |  | 1700 | not applicable | not applicable
Romania | 14655 | confidential | confidential | confidential | confidential | confidential | confidential | confidential | confidential | confidential | confidential | confidential | confidential | confidential | confidential | 26 | 5 | 14 | 4 | 2 | 1 |  |  | 0.83 | 45 | not applicable | 20 | 40 | Natural Gas, Derived Gas | 0.6 | 60 | [7 empty] | 0 | 30 | 292.5 | 292.5 | 292.5 | 23 |  |  | 1700 | not applicable | not applicable
Slovakia | 13070 | confidential | confidential | confidential | confidential | confidential | confidential | confidential | confidential | confidential | confidential | confidential | confidential | confidential | confidential | 10 |  | 2 | 4 | 1 | 3 |  |  | 0.83 | 45 | not applicable | 20 | 40 | Natural Gas, Derived Gas | 0.6 | 60 | [7 empty] | 0 | 30 | 307.8 | 307.8 | 307.8 | 23 |  |  | 1700 | not applicable | not applicable
Slovenia | 1950 | confidential | confidential | confidential | confidential | confidential | confidential | confidential | confidential | confidential | confidential | confidential | confidential | confidential | confidential | 9 |  | 8 | 1 |  |  |  |  | 0.83 | 45 | not applicable | 20 | 40 | Natural Gas, Derived Gas | 0.6 | 60 | [7 empty] | 0 | 30 | 296.4 | 296.4 | 296.4 | 23 |  |  | 1700 | not applicable | not applicable
Spain | 47547 | confidential | confidential | confidential | confidential | confidential | confidential | confidential | confidential | confidential | confidential | confidential | confidential | confidential | confidential | 81 | 15 | 27 | 28 | 10 | 1 |  |  | 0.83 | 45 | not applicable | 20 | 40 | Natural Gas, Derived Gas | 0.6 | 60 | [7 empty] | 0 | 30 | 295.2 | 295.2 | 295.2 | 23 |  |  | 1700 | not applicable | not applicable
Sweden | 13087 | confidential | confidential | confidential | confidential | confidential | confidential | confidential | confidential | confidential | confidential | confidential | confidential | confidential | confidential | 33 | 13 | 10 | 6 | 3 | 1 |  |  | 0.83 | 45 | not applicable | 20 | 40 | Natural Gas, Derived Gas | 0.6 | 60 | [7 empty] | 0 | 30 | 338.4 | 338.4 | 338.4 | 23 |  |  | 1700 | not applicable | not applicable
United Kingdom | 38678 | confidential | confidential | confidential | confidential | confidential | confidential | confidential | confidential | confidential | confidential | confidential | confidential | confidential | confidential | 51 | 6 | 18 | 15 | 8 | 4 |  |  | 0.83 | 45 | not applicable | 20 | 40 | Natural Gas, Derived Gas | 0.6 | 60 | [7 empty] | 0 | 30 | 284.1 | 284.1 | 284.1 | 23 |  |  | 1700 | not applicable | not applicable
Total EU-28 | 557302 | 3055 | 51178 | 91735 | 119373 | 160999 | 47780 | >10 Mt: 82269 | 776 | [7 empty] | 0.83 | 45 | not applicable | 20 | 40 | Natural Gas, Derived Gas | 0.6 | 60 | [7 empty] | #DIV/0! | 30 | 304 | 304 | 304 | 23 | 0 | 0 | 1700 | not applicable | not applicable
Norway | 1900 | confidential | confidential | confidential | confidential | confidential | confidential | confidential | confidential | confidential | confidential | confidential | confidential | confidential | confidential | 4 |  | 2 | 2 |  |  |  |  | 0.83 | 45 | not applicable | 20 | 40 | Natural Gas, Derived Gas | 0.6 | 60 | [7 empty] | 0 | 30 | 391.2 | 391.2 | 391.2 | 23 |  |  | 1700 | not applicable | not applicable
Switzerland | 2650 | confidential | confidential | confidential | confidential | confidential | confidential | confidential | confidential | confidential | confidential | confidential | confidential | confidential | confidential | 6 |  | 4 | 2 |  |  |  |  | 0.83 | 45 | not applicable | 20 | 40 | Natural Gas, Derived Gas | 0.6 | 60 | [7 empty] | 0 | 30 | 352.8 | 352.8 | 352.8 | 23 |  |  | 1700 | not applicable | not applicable
Iceland | 0 | confidential | confidential | confidential | confidential | confidential | confidential | confidential | confidential | confidential | confidential | confidential | confidential | confidential | confidential | 0 | [7 empty] | 0.83 | 45 | not applicable | 20 | 40 | Natural Gas, Derived Gas | 0.6 | 60 | [7 empty] | #DIV/0! | 30 | 362.1 | 362.1 | 362.1 | 23 |  |  | 1700 | not applicable | not applicable
Total | 561852 | 3055 | 53128 | 94335 | 119373 | 160999 | 47780 | >10 Mt: 82269 | 786 | 0 | 5 | 8 | 20 | 24 | 0 | 0 | 0.83 | 45 | not applicable | 20 | 40 | Natural Gas, Derived Gas | 0.6 | 60 | [7 empty] | 0 | 30 | 310 | 310 | 310 | 23 | 0 | 0 | 1700 | not applicable | not applicable
Sources
| Capacity [kt] | Installed thermal capacity [MW] | [5 empty] | <10 a: Age distribution [share of total stock in %] | Quantity [1] | Quantity | [6 empty] | Specific energy consumption [MWh/t] | Thermal efficiency [%] | Electrical efficiency (CHP) [%] | Calculatory lifetime [a] | Technical lifetime [a] | Type of fuel [-] |  | Thermal efficiency [%] | Thermal efficiency [%] | [6 empty] | Electrical efficiency (CHP) [%] | Saving options/ efficiency development [%] | Specific investment cost 2013 [€2013] | Specific investment cost 2020 [€2013] | Specific investment cost 2030 [€2013] | Annual O&M cost (in % of Invest) | Sold units 2012 [n] | Sold units 2013 [n] | Maximum temperature level [°C] | Steam temperature [°C] | Steam pressure [bar] | Minimum capacitiy of one unit [kW] | Maximum capacitiy of one unit [kW]
|  | Total | [14 empty] | Total | bar: <10 a to >60a
|  | <25 kW | 25 - 50 kW | 51 - 250 kW | 251 - 1000 kW | 1001 - 4999 kW | 5k - 25k kW | >25k kW | <10 a | 10-20 a | 20-30 a | 30-40 a | 40-50 a | 50-60 a | >60a |  | <25 kW | 25 - 50 kW | 51 - 250 kW | 251 - 1000 kW | 1001 - 4999 kW | 5k - 25k kW | >25k kW | [8 empty] | <25 kW | 25 - 50 kW | 51 - 250 kW | 251 - 1000 kW | 1001 - 4999 kW | 5k - 25k kW | >25k kW
Austria | PlantFacts Database (VdEh) | [7 empty] | PlantFacts Database (VdEh) | PlantFacts Database (VdEh) | PlantFacts Database (VdEh) | PlantFacts Database (VdEh) | PlantFacts Database (VdEh) | PlantFacts Database (VdEh) | PlantFacts Database (VdEh) | PlantFacts Database (VdEh) | [10 empty] | Assumption | Assumption |  | Worrell et al. 2010: Energy Efficiency Improvement and Cost Savings Opportunities for the U.S. Iron and Steel Industry, Berkeley | Worrell et al. 2010: Energy Efficiency Improvement and Cost Savings Opportunities for the U.S. Iron and Steel Industry, Berkeley | [8 empty] | Worrell et al. 2010: Energy Efficiency Improvement and Cost Savings Opportunities for the U.S. Iron and Steel Industry, Berkeley | Press releases steel manufacturer, BCG2013: Steel's Contribution to a Low-Carbon Europe 2050 |  |  | BCG2013: Steel's Contribution to a Low-Carbon Europe 2050
Belgium | PlantFacts Database (VdEh) | [7 empty] | PlantFacts Database (VdEh) | PlantFacts Database (VdEh) | PlantFacts Database (VdEh) | PlantFacts Database (VdEh) | PlantFacts Database (VdEh) | PlantFacts Database (VdEh) | PlantFacts Database (VdEh) | PlantFacts Database (VdEh) | [10 empty] | Assumption | Assumption |  | Worrell et al. 2010: Energy Efficiency Improvement and Cost Savings Opportunities for the U.S. Iron and Steel Industry, Berkeley | Worrell et al. 2010: Energy Efficiency Improvement and Cost Savings Opportunities for the U.S. Iron and Steel Industry, Berkeley | [8 empty] | Worrell et al. 2010: Energy Efficiency Improvement and Cost Savings Opportunities for the U.S. Iron and Steel Industry, Berkeley | Press releases steel manufacturer, BCG2013: Steel's Contribution to a Low-Carbon Europe 2050 |  |  | BCG2013: Steel's Contribution to a Low-Carbon Europe 2050
Bulgaria | PlantFacts Database (VdEh) | [7 empty] | PlantFacts Database (VdEh) | PlantFacts Database (VdEh) | PlantFacts Database (VdEh) | PlantFacts Database (VdEh) | PlantFacts Database (VdEh) | PlantFacts Database (VdEh) | PlantFacts Database (VdEh) | PlantFacts Database (VdEh) | [10 empty] | Assumption | Assumption |  | Worrell et al. 2010: Energy Efficiency Improvement and Cost Savings Opportunities for the U.S. Iron and Steel Industry, Berkeley | Worrell et al. 2010: Energy Efficiency Improvement and Cost Savings Opportunities for the U.S. Iron and Steel Industry, Berkeley | [8 empty] | Worrell et al. 2010: Energy Efficiency Improvement and Cost Savings Opportunities for the U.S. Iron and Steel Industry, Berkeley | Press releases steel manufacturer, BCG2013: Steel's Contribution to a Low-Carbon Europe 2050 |  |  | BCG2013: Steel's Contribution to a Low-Carbon Europe 2050
Croatia | PlantFacts Database (VdEh) | [7 empty] | PlantFacts Database (VdEh) | PlantFacts Database (VdEh) | PlantFacts Database (VdEh) | PlantFacts Database (VdEh) | PlantFacts Database (VdEh) | PlantFacts Database (VdEh) | PlantFacts Database (VdEh) | PlantFacts Database (VdEh) | [10 empty] | Assumption | Assumption |  | Worrell et al. 2010: Energy Efficiency Improvement and Cost Savings Opportunities for the U.S. Iron and Steel Industry, Berkeley | Worrell et al. 2010: Energy Efficiency Improvement and Cost Savings Opportunities for the U.S. Iron and Steel Industry, Berkeley | [8 empty] | Worrell et al. 2010: Energy Efficiency Improvement and Cost Savings Opportunities for the U.S. Iron and Steel Industry, Berkeley | Press releases steel manufacturer, BCG2013: Steel's Contribution to a Low-Carbon Europe 2050 |  |  | BCG2013: Steel's Contribution to a Low-Carbon Europe 2050
Cyprus | PlantFacts Database (VdEh) | [7 empty] | PlantFacts Database (VdEh) | PlantFacts Database (VdEh) | PlantFacts Database (VdEh) | PlantFacts Database (VdEh) | PlantFacts Database (VdEh) | PlantFacts Database (VdEh) | PlantFacts Database (VdEh) | PlantFacts Database (VdEh) | [10 empty] | Assumption | Assumption |  | Worrell et al. 2010: Energy Efficiency Improvement and Cost Savings Opportunities for the U.S. Iron and Steel Industry, Berkeley | Worrell et al. 2010: Energy Efficiency Improvement and Cost Savings Opportunities for the U.S. Iron and Steel Industry, Berkeley | [8 empty] | Worrell et al. 2010: Energy Efficiency Improvement and Cost Savings Opportunities for the U.S. Iron and Steel Industry, Berkeley | Press releases steel manufacturer, BCG2013: Steel's Contribution to a Low-Carbon Europe 2050 |  |  | BCG2013: Steel's Contribution to a Low-Carbon Europe 2050
Czech Republic | PlantFacts Database (VdEh) | [7 empty] | PlantFacts Database (VdEh) | PlantFacts Database (VdEh) | PlantFacts Database (VdEh) | PlantFacts Database (VdEh) | PlantFacts Database (VdEh) | PlantFacts Database (VdEh) | PlantFacts Database (VdEh) | PlantFacts Database (VdEh) | [10 empty] | Assumption | Assumption |  | Worrell et al. 2010: Energy Efficiency Improvement and Cost Savings Opportunities for the U.S. Iron and Steel Industry, Berkeley | Worrell et al. 2010: Energy Efficiency Improvement and Cost Savings Opportunities for the U.S. Iron and Steel Industry, Berkeley | [8 empty] | Worrell et al. 2010: Energy Efficiency Improvement and Cost Savings Opportunities for the U.S. Iron and Steel Industry, Berkeley | Press releases steel manufacturer, BCG2013: Steel's Contribution to a Low-Carbon Europe 2050 |  |  | BCG2013: Steel's Contribution to a Low-Carbon Europe 2050
Denmark | PlantFacts Database (VdEh) | [7 empty] | PlantFacts Database (VdEh) | PlantFacts Database (VdEh) | PlantFacts Database (VdEh) | PlantFacts Database (VdEh) | PlantFacts Database (VdEh) | PlantFacts Database (VdEh) | PlantFacts Database (VdEh) | PlantFacts Database (VdEh) | [10 empty] | Assumption | Assumption |  | Worrell et al. 2010: Energy Efficiency Improvement and Cost Savings Opportunities for the U.S. Iron and Steel Industry, Berkeley | Worrell et al. 2010: Energy Efficiency Improvement and Cost Savings Opportunities for the U.S. Iron and Steel Industry, Berkeley | [8 empty] | Worrell et al. 2010: Energy Efficiency Improvement and Cost Savings Opportunities for the U.S. Iron and Steel Industry, Berkeley | Press releases steel manufacturer, BCG2013: Steel's Contribution to a Low-Carbon Europe 2050 |  |  | BCG2013: Steel's Contribution to a Low-Carbon Europe 2050
Estonia | PlantFacts Database (VdEh) | [7 empty] | PlantFacts Database (VdEh) | PlantFacts Database (VdEh) | PlantFacts Database (VdEh) | PlantFacts Database (VdEh) | PlantFacts Database (VdEh) | PlantFacts Database (VdEh) | PlantFacts Database (VdEh) | PlantFacts Database (VdEh) | [10 empty] | Assumption | Assumption |  | Worrell et al. 2010: Energy Efficiency Improvement and Cost Savings Opportunities for the U.S. Iron and Steel Industry, Berkeley | Worrell et al. 2010: Energy Efficiency Improvement and Cost Savings Opportunities for the U.S. Iron and Steel Industry, Berkeley | [8 empty] | Worrell et al. 2010: Energy Efficiency Improvement and Cost Savings Opportunities for the U.S. Iron and Steel Industry, Berkeley | Press releases steel manufacturer, BCG2013: Steel's Contribution to a Low-Carbon Europe 2050 |  |  | BCG2013: Steel's Contribution to a Low-Carbon Europe 2050
Finland | PlantFacts Database (VdEh) | [7 empty] | PlantFacts Database (VdEh) | PlantFacts Database (VdEh) | PlantFacts Database (VdEh) | PlantFacts Database (VdEh) | PlantFacts Database (VdEh) | PlantFacts Database (VdEh) | PlantFacts Database (VdEh) | PlantFacts Database (VdEh) | [10 empty] | Assumption | Assumption |  | Worrell et al. 2010: Energy Efficiency Improvement and Cost Savings Opportunities for the U.S. Iron and Steel Industry, Berkeley | Worrell et al. 2010: Energy Efficiency Improvement and Cost Savings Opportunities for the U.S. Iron and Steel Industry, Berkeley | [8 empty] | Worrell et al. 2010: Energy Efficiency Improvement and Cost Savings Opportunities for the U.S. Iron and Steel Industry, Berkeley | Press releases steel manufacturer, BCG2013: Steel's Contribution to a Low-Carbon Europe 2050 |  |  | BCG2013: Steel's Contribution to a Low-Carbon Europe 2050
France | PlantFacts Database (VdEh) | [7 empty] | PlantFacts Database (VdEh) | PlantFacts Database (VdEh) | PlantFacts Database (VdEh) | PlantFacts Database (VdEh) | PlantFacts Database (VdEh) | PlantFacts Database (VdEh) | PlantFacts Database (VdEh) | PlantFacts Database (VdEh) | [10 empty] | Assumption | Assumption |  | Worrell et al. 2010: Energy Efficiency Improvement and Cost Savings Opportunities for the U.S. Iron and Steel Industry, Berkeley | Worrell et al. 2010: Energy Efficiency Improvement and Cost Savings Opportunities for the U.S. Iron and Steel Industry, Berkeley | [8 empty] | Worrell et al. 2010: Energy Efficiency Improvement and Cost Savings Opportunities for the U.S. Iron and Steel Industry, Berkeley | Press releases steel manufacturer, BCG2013: Steel's Contribution to a Low-Carbon Europe 2050 |  |  | BCG2013: Steel's Contribution to a Low-Carbon Europe 2050
Germany | PlantFacts Database (VdEh) | [7 empty] | PlantFacts Database (VdEh) | PlantFacts Database (VdEh) | PlantFacts Database (VdEh) | PlantFacts Database (VdEh) | PlantFacts Database (VdEh) | PlantFacts Database (VdEh) | PlantFacts Database (VdEh) | PlantFacts Database (VdEh) | [10 empty] | Assumption | Assumption |  | Worrell et al. 2010: Energy Efficiency Improvement and Cost Savings Opportunities for the U.S. Iron and Steel Industry, Berkeley | Worrell et al. 2010: Energy Efficiency Improvement and Cost Savings Opportunities for the U.S. Iron and Steel Industry, Berkeley | [8 empty] | Worrell et al. 2010: Energy Efficiency Improvement and Cost Savings Opportunities for the U.S. Iron and Steel Industry, Berkeley | Press releases steel manufacturer, BCG2013: Steel's Contribution to a Low-Carbon Europe 2050 |  |  | BCG2013: Steel's Contribution to a Low-Carbon Europe 2050
Greece | PlantFacts Database (VdEh) | [7 empty] | PlantFacts Database (VdEh) | PlantFacts Database (VdEh) | PlantFacts Database (VdEh) | PlantFacts Database (VdEh) | PlantFacts Database (VdEh) | PlantFacts Database (VdEh) | PlantFacts Database (VdEh) | PlantFacts Database (VdEh) | [10 empty] | Assumption | Assumption |  | Worrell et al. 2010: Energy Efficiency Improvement and Cost Savings Opportunities for the U.S. Iron and Steel Industry, Berkeley | Worrell et al. 2010: Energy Efficiency Improvement and Cost Savings Opportunities for the U.S. Iron and Steel Industry, Berkeley | [8 empty] | Worrell et al. 2010: Energy Efficiency Improvement and Cost Savings Opportunities for the U.S. Iron and Steel Industry, Berkeley | Press releases steel manufacturer, BCG2013: Steel's Contribution to a Low-Carbon Europe 2050 |  |  | BCG2013: Steel's Contribution to a Low-Carbon Europe 2050
Hungary | PlantFacts Database (VdEh) | [7 empty] | PlantFacts Database (VdEh) | PlantFacts Database (VdEh) | PlantFacts Database (VdEh) | PlantFacts Database (VdEh) | PlantFacts Database (VdEh) | PlantFacts Database (VdEh) | PlantFacts Database (VdEh) | PlantFacts Database (VdEh) | [10 empty] | Assumption | Assumption |  | Worrell et al. 2010: Energy Efficiency Improvement and Cost Savings Opportunities for the U.S. Iron and Steel Industry, Berkeley | Worrell et al. 2010: Energy Efficiency Improvement and Cost Savings Opportunities for the U.S. Iron and Steel Industry, Berkeley | [8 empty] | Worrell et al. 2010: Energy Efficiency Improvement and Cost Savings Opportunities for the U.S. Iron and Steel Industry, Berkeley | Press releases steel manufacturer, BCG2013: Steel's Contribution to a Low-Carbon Europe 2050 |  |  | BCG2013: Steel's Contribution to a Low-Carbon Europe 2050
Ireland | PlantFacts Database (VdEh) | [7 empty] | PlantFacts Database (VdEh) | PlantFacts Database (VdEh) | PlantFacts Database (VdEh) | PlantFacts Database (VdEh) | PlantFacts Database (VdEh) | PlantFacts Database (VdEh) | PlantFacts Database (VdEh) | PlantFacts Database (VdEh) | [10 empty] | Assumption | Assumption |  | Worrell et al. 2010: Energy Efficiency Improvement and Cost Savings Opportunities for the U.S. Iron and Steel Industry, Berkeley | Worrell et al. 2010: Energy Efficiency Improvement and Cost Savings Opportunities for the U.S. Iron and Steel Industry, Berkeley | [8 empty] | Worrell et al. 2010: Energy Efficiency Improvement and Cost Savings Opportunities for the U.S. Iron and Steel Industry, Berkeley | Press releases steel manufacturer, BCG2013: Steel's Contribution to a Low-Carbon Europe 2050 |  |  | BCG2013: Steel's Contribution to a Low-Carbon Europe 2050
Italy | PlantFacts Database (VdEh) | [7 empty] | PlantFacts Database (VdEh) | PlantFacts Database (VdEh) | PlantFacts Database (VdEh) | PlantFacts Database (VdEh) | PlantFacts Database (VdEh) | PlantFacts Database (VdEh) | PlantFacts Database (VdEh) | PlantFacts Database (VdEh) | [10 empty] | Assumption | Assumption |  | Worrell et al. 2010: Energy Efficiency Improvement and Cost Savings Opportunities for the U.S. Iron and Steel Industry, Berkeley | Worrell et al. 2010: Energy Efficiency Improvement and Cost Savings Opportunities for the U.S. Iron and Steel Industry, Berkeley | [8 empty] | Worrell et al. 2010: Energy Efficiency Improvement and Cost Savings Opportunities for the U.S. Iron and Steel Industry, Berkeley | Press releases steel manufacturer, BCG2013: Steel's Contribution to a Low-Carbon Europe 2050 |  |  | BCG2013: Steel's Contribution to a Low-Carbon Europe 2050
Latvia | PlantFacts Database (VdEh) | [7 empty] | PlantFacts Database (VdEh) | PlantFacts Database (VdEh) | PlantFacts Database (VdEh) | PlantFacts Database (VdEh) | PlantFacts Database (VdEh) | PlantFacts Database (VdEh) | PlantFacts Database (VdEh) | PlantFacts Database (VdEh) | [10 empty] | Assumption | Assumption |  | Worrell et al. 2010: Energy Efficiency Improvement and Cost Savings Opportunities for the U.S. Iron and Steel Industry, Berkeley | Worrell et al. 2010: Energy Efficiency Improvement and Cost Savings Opportunities for the U.S. Iron and Steel Industry, Berkeley | [8 empty] | Worrell et al. 2010: Energy Efficiency Improvement and Cost Savings Opportunities for the U.S. Iron and Steel Industry, Berkeley | Press releases steel manufacturer, BCG2013: Steel's Contribution to a Low-Carbon Europe 2050 |  |  | BCG2013: Steel's Contribution to a Low-Carbon Europe 2050
Lithuania | PlantFacts Database (VdEh) | [7 empty] | PlantFacts Database (VdEh) | PlantFacts Database (VdEh) | PlantFacts Database (VdEh) | PlantFacts Database (VdEh) | PlantFacts Database (VdEh) | PlantFacts Database (VdEh) | PlantFacts Database (VdEh) | PlantFacts Database (VdEh) | [10 empty] | Assumption | Assumption |  | Worrell et al. 2010: Energy Efficiency Improvement and Cost Savings Opportunities for the U.S. Iron and Steel Industry, Berkeley | Worrell et al. 2010: Energy Efficiency Improvement and Cost Savings Opportunities for the U.S. Iron and Steel Industry, Berkeley | [8 empty] | Worrell et al. 2010: Energy Efficiency Improvement and Cost Savings Opportunities for the U.S. Iron and Steel Industry, Berkeley | Press releases steel manufacturer, BCG2013: Steel's Contribution to a Low-Carbon Europe 2050 |  |  | BCG2013: Steel's Contribution to a Low-Carbon Europe 2050
Luxembourg | PlantFacts Database (VdEh) | [7 empty] | PlantFacts Database (VdEh) | PlantFacts Database (VdEh) | PlantFacts Database (VdEh) | PlantFacts Database (VdEh) | PlantFacts Database (VdEh) | PlantFacts Database (VdEh) | PlantFacts Database (VdEh) | PlantFacts Database (VdEh) | [10 empty] | Assumption | Assumption |  | Worrell et al. 2010: Energy Efficiency Improvement and Cost Savings Opportunities for the U.S. Iron and Steel Industry, Berkeley | Worrell et al. 2010: Energy Efficiency Improvement and Cost Savings Opportunities for the U.S. Iron and Steel Industry, Berkeley | [8 empty] | Worrell et al. 2010: Energy Efficiency Improvement and Cost Savings Opportunities for the U.S. Iron and Steel Industry, Berkeley | Press releases steel manufacturer, BCG2013: Steel's Contribution to a Low-Carbon Europe 2050 |  |  | BCG2013: Steel's Contribution to a Low-Carbon Europe 2050
Malta | PlantFacts Database (VdEh) | [7 empty] | PlantFacts Database (VdEh) | PlantFacts Database (VdEh) | PlantFacts Database (VdEh) | PlantFacts Database (VdEh) | PlantFacts Database (VdEh) | PlantFacts Database (VdEh) | PlantFacts Database (VdEh) | PlantFacts Database (VdEh) | [10 empty] | Assumption | Assumption |  | Worrell et al. 2010: Energy Efficiency Improvement and Cost Savings Opportunities for the U.S. Iron and Steel Industry, Berkeley | Worrell et al. 2010: Energy Efficiency Improvement and Cost Savings Opportunities for the U.S. Iron and Steel Industry, Berkeley | [8 empty] | Worrell et al. 2010: Energy Efficiency Improvement and Cost Savings Opportunities for the U.S. Iron and Steel Industry, Berkeley | Press releases steel manufacturer, BCG2013: Steel's Contribution to a Low-Carbon Europe 2050 |  |  | BCG2013: Steel's Contribution to a Low-Carbon Europe 2050
Netherlands | PlantFacts Database (VdEh) | [7 empty] | PlantFacts Database (VdEh) | PlantFacts Database (VdEh) | PlantFacts Database (VdEh) | PlantFacts Database (VdEh) | PlantFacts Database (VdEh) | PlantFacts Database (VdEh) | PlantFacts Database (VdEh) | PlantFacts Database (VdEh) | [10 empty] | Assumption | Assumption |  | Worrell et al. 2010: Energy Efficiency Improvement and Cost Savings Opportunities for the U.S. Iron and Steel Industry, Berkeley | Worrell et al. 2010: Energy Efficiency Improvement and Cost Savings Opportunities for the U.S. Iron and Steel Industry, Berkeley | [8 empty] | Worrell et al. 2010: Energy Efficiency Improvement and Cost Savings Opportunities for the U.S. Iron and Steel Industry, Berkeley | Press releases steel manufacturer, BCG2013: Steel's Contribution to a Low-Carbon Europe 2050 |  |  | BCG2013: Steel's Contribution to a Low-Carbon Europe 2050
Poland | PlantFacts Database (VdEh) | [7 empty] | PlantFacts Database (VdEh) | PlantFacts Database (VdEh) | PlantFacts Database (VdEh) | PlantFacts Database (VdEh) | PlantFacts Database (VdEh) | PlantFacts Database (VdEh) | PlantFacts Database (VdEh) | PlantFacts Database (VdEh) | [10 empty] | Assumption | Assumption |  | Worrell et al. 2010: Energy Efficiency Improvement and Cost Savings Opportunities for the U.S. Iron and Steel Industry, Berkeley | Worrell et al. 2010: Energy Efficiency Improvement and Cost Savings Opportunities for the U.S. Iron and Steel Industry, Berkeley | [8 empty] | Worrell et al. 2010: Energy Efficiency Improvement and Cost Savings Opportunities for the U.S. Iron and Steel Industry, Berkeley | Press releases steel manufacturer, BCG2013: Steel's Contribution to a Low-Carbon Europe 2050 |  |  | BCG2013: Steel's Contribution to a Low-Carbon Europe 2050
Portugal | PlantFacts Database (VdEh) | [7 empty] | PlantFacts Database (VdEh) | PlantFacts Database (VdEh) | PlantFacts Database (VdEh) | PlantFacts Database (VdEh) | PlantFacts Database (VdEh) | PlantFacts Database (VdEh) | PlantFacts Database (VdEh) | PlantFacts Database (VdEh) | [10 empty] | Assumption | Assumption |  | Worrell et al. 2010: Energy Efficiency Improvement and Cost Savings Opportunities for the U.S. Iron and Steel Industry, Berkeley | Worrell et al. 2010: Energy Efficiency Improvement and Cost Savings Opportunities for the U.S. Iron and Steel Industry, Berkeley | [8 empty] | Worrell et al. 2010: Energy Efficiency Improvement and Cost Savings Opportunities for the U.S. Iron and Steel Industry, Berkeley | Press releases steel manufacturer, BCG2013: Steel's Contribution to a Low-Carbon Europe 2050 |  |  | BCG2013: Steel's Contribution to a Low-Carbon Europe 2050
Romania | PlantFacts Database (VdEh) | [7 empty] | PlantFacts Database (VdEh) | PlantFacts Database (VdEh) | PlantFacts Database (VdEh) | PlantFacts Database (VdEh) | PlantFacts Database (VdEh) | PlantFacts Database (VdEh) | PlantFacts Database (VdEh) | PlantFacts Database (VdEh) | [10 empty] | Assumption | Assumption |  | Worrell et al. 2010: Energy Efficiency Improvement and Cost Savings Opportunities for the U.S. Iron and Steel Industry, Berkeley | Worrell et al. 2010: Energy Efficiency Improvement and Cost Savings Opportunities for the U.S. Iron and Steel Industry, Berkeley | [8 empty] | Worrell et al. 2010: Energy Efficiency Improvement and Cost Savings Opportunities for the U.S. Iron and Steel Industry, Berkeley | Press releases steel manufacturer, BCG2013: Steel's Contribution to a Low-Carbon Europe 2050 |  |  | BCG2013: Steel's Contribution to a Low-Carbon Europe 2050
Slovakia | PlantFacts Database (VdEh) | [7 empty] | PlantFacts Database (VdEh) | PlantFacts Database (VdEh) | PlantFacts Database (VdEh) | PlantFacts Database (VdEh) | PlantFacts Database (VdEh) | PlantFacts Database (VdEh) | PlantFacts Database (VdEh) | PlantFacts Database (VdEh) | [10 empty] | Assumption | Assumption |  | Worrell et al. 2010: Energy Efficiency Improvement and Cost Savings Opportunities for the U.S. Iron and Steel Industry, Berkeley | Worrell et al. 2010: Energy Efficiency Improvement and Cost Savings Opportunities for the U.S. Iron and Steel Industry, Berkeley | [8 empty] | Worrell et al. 2010: Energy Efficiency Improvement and Cost Savings Opportunities for the U.S. Iron and Steel Industry, Berkeley | Press releases steel manufacturer, BCG2013: Steel's Contribution to a Low-Carbon Europe 2050 |  |  | BCG2013: Steel's Contribution to a Low-Carbon Europe 2050
Slovenia | PlantFacts Database (VdEh) | [7 empty] | PlantFacts Database (VdEh) | PlantFacts Database (VdEh) | PlantFacts Database (VdEh) | PlantFacts Database (VdEh) | PlantFacts Database (VdEh) | PlantFacts Database (VdEh) | PlantFacts Database (VdEh) | PlantFacts Database (VdEh) | [10 empty] | Assumption | Assumption |  | Worrell et al. 2010: Energy Efficiency Improvement and Cost Savings Opportunities for the U.S. Iron and Steel Industry, Berkeley | Worrell et al. 2010: Energy Efficiency Improvement and Cost Savings Opportunities for the U.S. Iron and Steel Industry, Berkeley | [8 empty] | Worrell et al. 2010: Energy Efficiency Improvement and Cost Savings Opportunities for the U.S. Iron and Steel Industry, Berkeley | Press releases steel manufacturer, BCG2013: Steel's Contribution to a Low-Carbon Europe 2050 |  |  | BCG2013: Steel's Contribution to a Low-Carbon Europe 2050
Spain | PlantFacts Database (VdEh) | [7 empty] | PlantFacts Database (VdEh) | PlantFacts Database (VdEh) | PlantFacts Database (VdEh) | PlantFacts Database (VdEh) | PlantFacts Database (VdEh) | PlantFacts Database (VdEh) | PlantFacts Database (VdEh) | PlantFacts Database (VdEh) | [10 empty] | Assumption | Assumption |  | Worrell et al. 2010: Energy Efficiency Improvement and Cost Savings Opportunities for the U.S. Iron and Steel Industry, Berkeley | Worrell et al. 2010: Energy Efficiency Improvement and Cost Savings Opportunities for the U.S. Iron and Steel Industry, Berkeley | [8 empty] | Worrell et al. 2010: Energy Efficiency Improvement and Cost Savings Opportunities for the U.S. Iron and Steel Industry, Berkeley | Press releases steel manufacturer, BCG2013: Steel's Contribution to a Low-Carbon Europe 2050 |  |  | BCG2013: Steel's Contribution to a Low-Carbon Europe 2050
Sweden | PlantFacts Database (VdEh) | [7 empty] | PlantFacts Database (VdEh) | PlantFacts Database (VdEh) | PlantFacts Database (VdEh) | PlantFacts Database (VdEh) | PlantFacts Database (VdEh) | PlantFacts Database (VdEh) | PlantFacts Database (VdEh) | PlantFacts Database (VdEh) | [10 empty] | Assumption | Assumption |  | Worrell et al. 2010: Energy Efficiency Improvement and Cost Savings Opportunities for the U.S. Iron and Steel Industry, Berkeley | Worrell et al. 2010: Energy Efficiency Improvement and Cost Savings Opportunities for the U.S. Iron and Steel Industry, Berkeley | [8 empty] | Worrell et al. 2010: Energy Efficiency Improvement and Cost Savings Opportunities for the U.S. Iron and Steel Industry, Berkeley | Press releases steel manufacturer, BCG2013: Steel's Contribution to a Low-Carbon Europe 2050 |  |  | BCG2013: Steel's Contribution to a Low-Carbon Europe 2050
United Kingdom | PlantFacts Database (VdEh) | [7 empty] | PlantFacts Database (VdEh) | PlantFacts Database (VdEh) | PlantFacts Database (VdEh) | PlantFacts Database (VdEh) | PlantFacts Database (VdEh) | PlantFacts Database (VdEh) | PlantFacts Database (VdEh) | PlantFacts Database (VdEh) | [10 empty] | Assumption | Assumption |  | Worrell et al. 2010: Energy Efficiency Improvement and Cost Savings Opportunities for the U.S. Iron and Steel Industry, Berkeley | Worrell et al. 2010: Energy Efficiency Improvement and Cost Savings Opportunities for the U.S. Iron and Steel Industry, Berkeley | [8 empty] | Worrell et al. 2010: Energy Efficiency Improvement and Cost Savings Opportunities for the U.S. Iron and Steel Industry, Berkeley | Press releases steel manufacturer, BCG2013: Steel's Contribution to a Low-Carbon Europe 2050 |  |  | BCG2013: Steel's Contribution to a Low-Carbon Europe 2050
Norway | PlantFacts Database (VdEh) | [7 empty] | PlantFacts Database (VdEh) | PlantFacts Database (VdEh) | PlantFacts Database (VdEh) | PlantFacts Database (VdEh) | PlantFacts Database (VdEh) | PlantFacts Database (VdEh) | PlantFacts Database (VdEh) | PlantFacts Database (VdEh) | [13 empty] | Worrell et al. 2010: Energy Efficiency Improvement and Cost Savings Opportunities for the U.S. Iron and Steel Industry, Berkeley | Worrell et al. 2010: Energy Efficiency Improvement and Cost Savings Opportunities for the U.S. Iron and Steel Industry, Berkeley | [8 empty] | Worrell et al. 2010: Energy Efficiency Improvement and Cost Savings Opportunities for the U.S. Iron and Steel Industry, Berkeley | Press releases steel manufacturer, BCG2013: Steel's Contribution to a Low-Carbon Europe 2050 |  |  | BCG2013: Steel's Contribution to a Low-Carbon Europe 2050
Switzerland | PlantFacts Database (VdEh) | [7 empty] | PlantFacts Database (VdEh) | PlantFacts Database (VdEh) | PlantFacts Database (VdEh) | PlantFacts Database (VdEh) | PlantFacts Database (VdEh) | PlantFacts Database (VdEh) | PlantFacts Database (VdEh) | PlantFacts Database (VdEh) | [13 empty] | Worrell et al. 2010: Energy Efficiency Improvement and Cost Savings Opportunities for the U.S. Iron and Steel Industry, Berkeley | Worrell et al. 2010: Energy Efficiency Improvement and Cost Savings Opportunities for the U.S. Iron and Steel Industry, Berkeley | [8 empty] | Worrell et al. 2010: Energy Efficiency Improvement and Cost Savings Opportunities for the U.S. Iron and Steel Industry, Berkeley | Press releases steel manufacturer, BCG2013: Steel's Contribution to a Low-Carbon Europe 2050 |  |  | BCG2013: Steel's Contribution to a Low-Carbon Europe 2050
Iceland | PlantFacts Database (VdEh) | [7 empty] | PlantFacts Database (VdEh) | PlantFacts Database (VdEh) | PlantFacts Database (VdEh) | PlantFacts Database (VdEh) | PlantFacts Database (VdEh) | PlantFacts Database (VdEh) | PlantFacts Database (VdEh) | PlantFacts Database (VdEh) | [13 empty] | Worrell et al. 2010: Energy Efficiency Improvement and Cost Savings Opportunities for the U.S. Iron and Steel Industry, Berkeley | Worrell et al. 2010: Energy Efficiency Improvement and Cost Savings Opportunities for the U.S. Iron and Steel Industry, Berkeley | [8 empty] | Worrell et al. 2010: Energy Efficiency Improvement and Cost Savings Opportunities for the U.S. Iron and Steel Industry, Berkeley | Press releases steel manufacturer, BCG2013: Steel's Contribution to a Low-Carbon Europe 2050 |  |  | BCG2013: Steel's Contribution to a Low-Carbon Europe 2050
Note on Y3: Tobias Fleiter: Refers to average SEC in entire technology stock
Note on Y47: Tobias Fleiter: Refers to average SEC in entire technology stock

## Refined Products
Refined Products (coating, annealing, pickling) | [40 empty] | not applicable | not applicable
| Technology stock data for 2014 | [25 empty] | Techno-economic data
| Capacity [kt] | Installed production capacity [t/a] | [6 empty] | Age distribution [share of total stock in %] | [6 empty] | Quantity | Quantity | [6 empty] | Specific energy consumption [MWh/t] | Thermal efficiency [%] | Electrical efficiency (CHP) [%] | Calculatory lifetime [a] | Technical lifetime [a] | Type of fuel [-] | Specific energy consumption [MWh/t] | Thermal efficiency [%] | Electrical efficiency (CHP) [%] | Saving options/ efficiency development [%] | Specific investment cost 2013 [€2013/t capacity] | Specific investment cost 2020 [€2013/t capacity] | Specific investment cost 2030 [€2013/t capacity] | Annual O&M cost (in % of Invest) | Sold units 2012 [n] | Sold units 2013 [n] | Maximum temperature level [°C] | Steam temperature [°C] | Steam pressure [bar] | Minimum capacitiy of one unit [t] | Maximum capacitiy of one unit [t] | x | interpolation/ extrapolation
|  | Total | [14 empty] | Total | [27 empty] | a | ad hoc calculation
|  | <100 kt | 100 -500 kt | 501 - 1000 kt | 1001 - 2000 kt | 2001 - 5000 kt | 5 - 10 Mt | >10 Mt | <10 a | 10-20 a | 20-30 a | 30-40 a | 40-50 a | 50-60 a | >60a |  | <100 kt | 100 -500 kt | 501 - 1000 kt | 1001 - 2000 kt | 2001 - 5000 kt | 5 - 10 Mt | >10 Mt | [21 empty] | s | direct use of the source
Austria | 8820 | confidential | confidential | confidential | confidential | confidential | confidential | confidential | confidential | confidential | confidential | confidential | confidential | confidential | confidential | 19 | 3 | 12 | 3 |  | 1 |  |  | 1.75 | 40 | not applicable | 20 | 40 | Natural Gas, Derived Gas | 1.75 | 40 | not applicable | 30 | 311.1 | 311.1 | 311.1 | 10 |  |  | 1700 | not applicable | not applicable |  |  | m | modelling
Belgium | 20690 | confidential | confidential | confidential | confidential | confidential | confidential | confidential | confidential | confidential | confidential | confidential | confidential | confidential | confidential | 41 | 7 | 22 | 6 | 6 |  |  |  | 1.75 | 40 | not applicable | 20 | 40 | Natural Gas, Derived Gas | 1.75 | 40 | not applicable | 30 | 316.2 | 316.2 | 316.2 | 10 |  |  | 1700 | not applicable | not applicable
Bulgaria | 0 | confidential | confidential | confidential | confidential | confidential | confidential | confidential | confidential | confidential | confidential | confidential | confidential | confidential | confidential | 0 | [7 empty] | 1.75 | 40 | not applicable | 20 | 40 | Natural Gas, Derived Gas | 1.75 | 40 | not applicable | 30 | 271.8 | 271.8 | 271.8 | 10 |  |  | 1700 | not applicable | not applicable
Croatia | 0 | confidential | confidential | confidential | confidential | confidential | confidential | confidential | confidential | confidential | confidential | confidential | confidential | confidential | confidential | 0 | [7 empty] | 1.75 | 40 | not applicable | 20 | 40 | Natural Gas, Derived Gas | 1.75 | 40 | not applicable | 30 | 288.9 | 288.9 | 288.9 | 10 |  |  | 400 | not applicable | not applicable
Cyprus | 0 | confidential | confidential | confidential | confidential | confidential | confidential | confidential | confidential | confidential | confidential | confidential | confidential | confidential | confidential | 0 | [7 empty] | 1.75 | 40 | not applicable | 20 | 40 | Natural Gas, Derived Gas | 1.75 | 40 | not applicable | 30 | 303 | 303 | 303 | 10 |  |  | 400 | not applicable | not applicable
Czech Republic | 40 | confidential | confidential | confidential | confidential | confidential | confidential | confidential | confidential | confidential | confidential | confidential | confidential | confidential | confidential | 1 | 1 | [6 empty] | 1.75 | 40 | not applicable | 20 | 40 | Natural Gas, Derived Gas | 1.75 | 40 | not applicable | 30 | 288.3 | 288.3 | 288.3 | 10 |  |  | 400 | not applicable | not applicable
Denmark | 20 | confidential | confidential | confidential | confidential | confidential | confidential | confidential | confidential | confidential | confidential | confidential | confidential | confidential | confidential | 1 | 1 | [6 empty] | 1.75 | 40 | not applicable | 20 | 40 | Natural Gas, Derived Gas | 1.75 | 40 | not applicable | 30 | 371.1 | 371.1 | 371.1 | 10 |  |  | 400 | not applicable | not applicable
Estonia | 0 | confidential | confidential | confidential | confidential | confidential | confidential | confidential | confidential | confidential | confidential | confidential | confidential | confidential | confidential | 0 | [7 empty] | 1.75 | 40 | not applicable | 20 | 40 | Natural Gas, Derived Gas | 1.75 | 40 | not applicable | 30 | 285 | 285 | 285 | 10 |  |  | 400 | not applicable | not applicable
Finland | 4300 | confidential | confidential | confidential | confidential | confidential | confidential | confidential | confidential | confidential | confidential | confidential | confidential | confidential | confidential | 10 |  | 8 | 0 | 2 |  |  |  | 1.75 | 40 | not applicable | 20 | 40 | Natural Gas, Derived Gas | 1.75 | 40 | not applicable | 30 | 345 | 345 | 345 | 10 |  |  | 400 | not applicable | not applicable
France | 20102 | confidential | confidential | confidential | confidential | confidential | confidential | confidential | confidential | confidential | confidential | confidential | confidential | confidential | confidential | 58 | 11 | 40 | 4 | 1 | 2 |  |  | 1.75 | 40 | not applicable | 20 | 40 | Natural Gas, Derived Gas | 1.75 | 40 | not applicable | 30 | 306 | 306 | 306 | 10 |  |  | 400 | not applicable | not applicable
Germany | 43818 | confidential | confidential | confidential | confidential | confidential | confidential | confidential | confidential | confidential | confidential | confidential | confidential | confidential | confidential | 90 | 12 | 52 | 17 | 6 | 3 |  |  | 1.75 | 40 | not applicable | 20 | 40 | Natural Gas, Derived Gas | 1.75 | 40 | not applicable | 30 | 295.8 | 295.8 | 295.8 | 10 |  |  | 400 | not applicable | not applicable
Greece | 0 | confidential | confidential | confidential | confidential | confidential | confidential | confidential | confidential | confidential | confidential | confidential | confidential | confidential | confidential | 0 | [7 empty] | 1.75 | 40 | not applicable | 20 | 40 | Natural Gas, Derived Gas | 1.75 | 40 | not applicable | 30 | 321.3 | 321.3 | 321.3 | 10 |  |  | 400 | not applicable | not applicable
Hungary | 2220 | confidential | confidential | confidential | confidential | confidential | confidential | confidential | confidential | confidential | confidential | confidential | confidential | confidential | confidential | 3 |  | 2 |  | 1 |  |  |  | 1.75 | 40 | not applicable | 20 | 40 | Natural Gas, Derived Gas | 1.75 | 40 | not applicable | 30 | 273.3 | 273.3 | 273.3 | 10 |  |  | 400 | not applicable | not applicable
Ireland | 0 | confidential | confidential | confidential | confidential | confidential | confidential | confidential | confidential | confidential | confidential | confidential | confidential | confidential | confidential | 0 | [7 empty] | 1.75 | 40 | not applicable | 20 | 40 | Natural Gas, Derived Gas | 1.75 | 40 | not applicable | 30 | 314.7 | 314.7 | 314.7 | 10 |  |  | 400 | not applicable | not applicable
Italy | 24904 | confidential | confidential | confidential | confidential | confidential | confidential | confidential | confidential | confidential | confidential | confidential | confidential | confidential | confidential | 57 | 5 | 39 | 7 | 5 | 1 |  |  | 1.75 | 40 | not applicable | 20 | 40 | Natural Gas, Derived Gas | 1.75 | 40 | not applicable | 30 | 299.1 | 299.1 | 299.1 | 10 |  |  | 400 | not applicable | not applicable
Latvia | 0 | confidential | confidential | confidential | confidential | confidential | confidential | confidential | confidential | confidential | confidential | confidential | confidential | confidential | confidential | 0 | [7 empty] | 1.75 | 40 | not applicable | 20 | 40 | Natural Gas, Derived Gas | 1.75 | 40 | not applicable | 30 | 295.5 | 295.5 | 295.5 | 10 |  |  | 400 | not applicable | not applicable
Lithuania | 0 | confidential | confidential | confidential | confidential | confidential | confidential | confidential | confidential | confidential | confidential | confidential | confidential | confidential | confidential | 0 | [7 empty] | 1.75 | 40 | not applicable | 20 | 40 | Natural Gas, Derived Gas | 1.75 | 40 | not applicable | 30 | 281.4 | 281.4 | 281.4 | 10 |  |  | 400 | not applicable | not applicable
Luxembourg | 846 | confidential | confidential | confidential | confidential | confidential | confidential | confidential | confidential | confidential | confidential | confidential | confidential | confidential | confidential | 5 | 2 | 3 | [5 empty] | 1.75 | 40 | not applicable | 20 | 40 | Natural Gas, Derived Gas | 1.75 | 40 | not applicable | 30 | 304.2 | 304.2 | 304.2 | 10 |  |  | 400 | not applicable | not applicable
Malta | 0 | confidential | confidential | confidential | confidential | confidential | confidential | confidential | confidential | confidential | confidential | confidential | confidential | confidential | confidential | 0 | [7 empty] | 1.75 | 40 | not applicable | 20 | 40 | Natural Gas, Derived Gas | 1.75 | 40 | not applicable | 30 | 325.8 | 325.8 | 325.8 | 10 |  |  | 400 | not applicable | not applicable
Netherlands | 9958 | confidential | confidential | confidential | confidential | confidential | confidential | confidential | confidential | confidential | confidential | confidential | confidential | confidential | confidential | 18 |  | 12 | 4 | 1 | 1 |  |  | 1.75 | 40 | not applicable | 20 | 40 | Natural Gas, Derived Gas | 1.75 | 40 | not applicable | 30 | 298.5 | 298.5 | 298.5 | 10 |  |  | 400 | not applicable | not applicable
Poland | 2190 | confidential | confidential | confidential | confidential | confidential | confidential | confidential | confidential | confidential | confidential | confidential | confidential | confidential | confidential | 8 | 2 | 5 |  | 1 |  |  |  | 1.75 | 40 | not applicable | 20 | 40 | Natural Gas, Derived Gas | 1.75 | 40 | not applicable | 30 | 276.6 | 276.6 | 276.6 | 10 |  |  | 400 | not applicable | not applicable
Portugal | 800 | confidential | confidential | confidential | confidential | confidential | confidential | confidential | confidential | confidential | confidential | confidential | confidential | confidential | confidential | 2 |  | 1 | 1 |  |  |  |  | 1.75 | 40 | not applicable | 20 | 40 | Natural Gas, Derived Gas | 1.75 | 40 | not applicable | 30 | 320.7 | 320.7 | 320.7 | 10 |  |  | 400 | not applicable | not applicable
Romania | 2115 | confidential | confidential | confidential | confidential | confidential | confidential | confidential | confidential | confidential | confidential | confidential | confidential | confidential | confidential | 8 | 4 | 3 |  | 1 |  |  |  | 1.75 | 40 | not applicable | 20 | 40 | Natural Gas, Derived Gas | 1.75 | 40 | not applicable | 30 | 292.5 | 292.5 | 292.5 | 10 |  |  | 400 | not applicable | not applicable
Slovakia | 4020 | confidential | confidential | confidential | confidential | confidential | confidential | confidential | confidential | confidential | confidential | confidential | confidential | confidential | confidential | 12 |  | 10 |  | 2 |  |  |  | 1.75 | 40 | not applicable | 20 | 40 | Natural Gas, Derived Gas | 1.75 | 40 | not applicable | 30 | 307.8 | 307.8 | 307.8 | 10 |  |  | 400 | not applicable | not applicable
Slovenia | 160 | confidential | confidential | confidential | confidential | confidential | confidential | confidential | confidential | confidential | confidential | confidential | confidential | confidential | confidential | 3 | 3 | [6 empty] | 1.75 | 40 | not applicable | 20 | 40 | Natural Gas, Derived Gas | 1.75 | 40 | not applicable | 30 | 296.4 | 296.4 | 296.4 | 10 |  |  | 400 | not applicable | not applicable
Spain | 11535 | confidential | confidential | confidential | confidential | confidential | confidential | confidential | confidential | confidential | confidential | confidential | confidential | confidential | confidential | 33 | 5 | 23 | 3 | 2 |  |  |  | 1.75 | 40 | not applicable | 20 | 40 | Natural Gas, Derived Gas | 1.75 | 40 | not applicable | 30 | 295.2 | 295.2 | 295.2 | 10 |  |  | 400 | not applicable | not applicable
Sweden | 3180 | confidential | confidential | confidential | confidential | confidential | confidential | confidential | confidential | confidential | confidential | confidential | confidential | confidential | confidential | 9 | 3 | 5 |  | 1 |  |  |  | 1.75 | 40 | not applicable | 20 | 40 | Natural Gas, Derived Gas | 1.75 | 40 | not applicable | 30 | 338.4 | 338.4 | 338.4 | 10 |  |  | 400 | not applicable | not applicable
United Kingdom | 8684 | confidential | confidential | confidential | confidential | confidential | confidential | confidential | confidential | confidential | confidential | confidential | confidential | confidential | confidential | 30 | 10 | 15 | 4 | 1 |  |  |  | 1.75 | 40 | not applicable | 20 | 40 | Natural Gas, Derived Gas | 1.75 | 40 | not applicable | 30 | 284.1 | 284.1 | 284.1 | 10 |  |  | 400 | not applicable | not applicable
Total EU-28 | 168402 | 2286 | 43224 | 33424 | 47408 | 42060 | [9 empty] | 408 | 0 | 5 | 8 | 20 | 24 | 0 | 0 | 1.75 | 40 | not applicable | 20 | 40 | Natural Gas, Derived Gas | 1.75 | 40 | not applicable | 30 | 304 | 304 | 304 | 10 | 0 | 0 | 400 | not applicable | not applicable | bar: <10 a to >60a
Norway |  | confidential | confidential | confidential | confidential | confidential | confidential | confidential | confidential | confidential | confidential | confidential | confidential | confidential | confidential | 0 | [7 empty] | 1.75 | 40 | not applicable | 20 | 40 | Natural Gas, Derived Gas | 1.75 | 40 | not applicable | 30 | 391.2 | 391.2 | 391.2 | 10 |  |  |  | not applicable | not applicable
Switzerland |  | confidential | confidential | confidential | confidential | confidential | confidential | confidential | confidential | confidential | confidential | confidential | confidential | confidential | confidential | 0 | [7 empty] | 1.75 | 40 | not applicable | 20 | 40 | Natural Gas, Derived Gas | 1.75 | 40 | not applicable | 30 | 352.8 | 352.8 | 352.8 | 10 |  |  |  | not applicable | not applicable
Iceland |  | confidential | confidential | confidential | confidential | confidential | confidential | confidential | confidential | confidential | confidential | confidential | confidential | confidential | confidential | 0 | [7 empty] | 1.75 | 40 | not applicable | 20 | 40 | Natural Gas, Derived Gas | 1.75 | 40 | not applicable | 30 | 362.1 | 362.1 | 362.1 | 10 |  |  |  | not applicable | not applicable
[35 empty] | 0 | 0
Total | 168402 | 2286 | 43224 | 33424 | 47408 | 42060 | [9 empty] | 408 | 0 | 5 | 8 | 20 | 24 | 0 | 0 | 1.75 | 40 | not applicable | 20 | 40 |  | 1.75 | 40 | not applicable | 30 | 310 | 310 | 310 | 10 | 0 | 0 |  | not applicable | not applicable | bar: <10 a to >60a
Sources
| Capacity [kt] | Installed thermal capacity [MW] | [5 empty] | <10 a: Age distribution [share of total stock in %] | Quantity [1] | Quantity | [6 empty] | Specific energy consumption [GJ/t] | Thermal efficiency [%] | Electrical efficiency (CHP) [%] | Calculatory lifetime [a] | Technical lifetime [a] | Type of fuel [-] |  | Thermal efficiency [%] | Electrical efficiency (CHP) [%] | Saving options/ efficiency development [%] | Specific investment cost 2013 [€2013] | Specific investment cost 2020 [€2013] | Specific investment cost 2030 [€2013] | Annual O&M cost (in % of Invest) | Sold units 2012 [n] | Sold units 2013 [n] | Maximum temperature level [°C] | Steam temperature [°C] | Steam pressure [bar] | Minimum capacitiy of one unit [kW] | Maximum capacitiy of one unit [kW]
|  | Total | [14 empty] | Total | bar: <10 a to >60a
|  | <25 kW | 25 - 50 kW | 51 - 250 kW | 251 - 1000 kW | 1001 - 4999 kW | 5k - 25k kW | >25k kW | <10 a | 10-20 a | 20-30 a | 30-40 a | 40-50 a | 50-60 a | >60a |  | <25 kW | 25 - 50 kW | 51 - 250 kW | 251 - 1000 kW | 1001 - 4999 kW | 5k - 25k kW | >25k kW
Austria | PlantFacts Database (VdEh) | [7 empty] | PlantFacts Database (VdEh) | PlantFacts Database (VdEh) | PlantFacts Database (VdEh) | PlantFacts Database (VdEh) | PlantFacts Database (VdEh) | PlantFacts Database (VdEh) | PlantFacts Database (VdEh) | PlantFacts Database (VdEh) | [7 empty] | Assumption |  |  | Assumption | Assumption |  | Coating: 0.5 GJ/t (sustainability report european coil coaters (2kWh/m²); annealing: 0,75GJ/t, pickling 1,1GJ/t: (EPA2012:Available and Emerging Technologiesfor reducing greenhouse gas emissions from the iron and steel industry); |  |  | Worrell et al. 2010: Energy Efficiency Improvement and Cost Savings Opportunities for the U.S. Iron and Steel Industry, Berkeley | Press releases steel manufacturer, BCG2013: Steel's Contribution to a Low-Carbon Europe 2050 |  |  | Assumption
Belgium | PlantFacts Database (VdEh) | [7 empty] | PlantFacts Database (VdEh) | PlantFacts Database (VdEh) | PlantFacts Database (VdEh) | PlantFacts Database (VdEh) | PlantFacts Database (VdEh) | PlantFacts Database (VdEh) | PlantFacts Database (VdEh) | PlantFacts Database (VdEh) | [7 empty] | Assumption |  |  | Assumption | Assumption |  | Coating: 0.5 GJ/t (sustainability report european coil coaters (2kWh/m²); annealing: 0,75GJ/t, pickling 1,1GJ/t: (EPA2012:Available and Emerging Technologiesfor reducing greenhouse gas emissions from the iron and steel industry); |  |  | Worrell et al. 2010: Energy Efficiency Improvement and Cost Savings Opportunities for the U.S. Iron and Steel Industry, Berkeley | Press releases steel manufacturer, BCG2013: Steel's Contribution to a Low-Carbon Europe 2050 |  |  | Assumption
Bulgaria | PlantFacts Database (VdEh) | [7 empty] | PlantFacts Database (VdEh) | PlantFacts Database (VdEh) | PlantFacts Database (VdEh) | PlantFacts Database (VdEh) | PlantFacts Database (VdEh) | PlantFacts Database (VdEh) | PlantFacts Database (VdEh) | PlantFacts Database (VdEh) | [7 empty] | Assumption |  |  | Assumption | Assumption |  | Coating: 0.5 GJ/t (sustainability report european coil coaters (2kWh/m²); annealing: 0,75GJ/t, pickling 1,1GJ/t: (EPA2012:Available and Emerging Technologiesfor reducing greenhouse gas emissions from the iron and steel industry); |  |  | Worrell et al. 2010: Energy Efficiency Improvement and Cost Savings Opportunities for the U.S. Iron and Steel Industry, Berkeley | Press releases steel manufacturer, BCG2013: Steel's Contribution to a Low-Carbon Europe 2050 |  |  | Assumption
Croatia | PlantFacts Database (VdEh) | [7 empty] | PlantFacts Database (VdEh) | PlantFacts Database (VdEh) | PlantFacts Database (VdEh) | PlantFacts Database (VdEh) | PlantFacts Database (VdEh) | PlantFacts Database (VdEh) | PlantFacts Database (VdEh) | PlantFacts Database (VdEh) | [7 empty] | Assumption |  |  | Assumption | Assumption |  | Coating: 0.5 GJ/t (sustainability report european coil coaters (2kWh/m²); annealing: 0,75GJ/t, pickling 1,1GJ/t: (EPA2012:Available and Emerging Technologiesfor reducing greenhouse gas emissions from the iron and steel industry); |  |  | Worrell et al. 2010: Energy Efficiency Improvement and Cost Savings Opportunities for the U.S. Iron and Steel Industry, Berkeley | Press releases steel manufacturer, BCG2013: Steel's Contribution to a Low-Carbon Europe 2050 |  |  | Assumption
Cyprus | PlantFacts Database (VdEh) | [7 empty] | PlantFacts Database (VdEh) | PlantFacts Database (VdEh) | PlantFacts Database (VdEh) | PlantFacts Database (VdEh) | PlantFacts Database (VdEh) | PlantFacts Database (VdEh) | PlantFacts Database (VdEh) | PlantFacts Database (VdEh) | [7 empty] | Assumption |  |  | Assumption | Assumption |  | Coating: 0.5 GJ/t (sustainability report european coil coaters (2kWh/m²); annealing: 0,75GJ/t, pickling 1,1GJ/t: (EPA2012:Available and Emerging Technologiesfor reducing greenhouse gas emissions from the iron and steel industry); |  |  | Worrell et al. 2010: Energy Efficiency Improvement and Cost Savings Opportunities for the U.S. Iron and Steel Industry, Berkeley | Press releases steel manufacturer, BCG2013: Steel's Contribution to a Low-Carbon Europe 2050 |  |  | Assumption
Czech Republic | PlantFacts Database (VdEh) | [7 empty] | PlantFacts Database (VdEh) | PlantFacts Database (VdEh) | PlantFacts Database (VdEh) | PlantFacts Database (VdEh) | PlantFacts Database (VdEh) | PlantFacts Database (VdEh) | PlantFacts Database (VdEh) | PlantFacts Database (VdEh) | [7 empty] | Assumption |  |  | Assumption | Assumption |  | Coating: 0.5 GJ/t (sustainability report european coil coaters (2kWh/m²); annealing: 0,75GJ/t, pickling 1,1GJ/t: (EPA2012:Available and Emerging Technologiesfor reducing greenhouse gas emissions from the iron and steel industry); |  |  | Worrell et al. 2010: Energy Efficiency Improvement and Cost Savings Opportunities for the U.S. Iron and Steel Industry, Berkeley | Press releases steel manufacturer, BCG2013: Steel's Contribution to a Low-Carbon Europe 2050 |  |  | Assumption
Denmark | PlantFacts Database (VdEh) | [7 empty] | PlantFacts Database (VdEh) | PlantFacts Database (VdEh) | PlantFacts Database (VdEh) | PlantFacts Database (VdEh) | PlantFacts Database (VdEh) | PlantFacts Database (VdEh) | PlantFacts Database (VdEh) | PlantFacts Database (VdEh) | [7 empty] | Assumption |  |  | Assumption | Assumption |  | Coating: 0.5 GJ/t (sustainability report european coil coaters (2kWh/m²); annealing: 0,75GJ/t, pickling 1,1GJ/t: (EPA2012:Available and Emerging Technologiesfor reducing greenhouse gas emissions from the iron and steel industry); |  |  | Worrell et al. 2010: Energy Efficiency Improvement and Cost Savings Opportunities for the U.S. Iron and Steel Industry, Berkeley | Press releases steel manufacturer, BCG2013: Steel's Contribution to a Low-Carbon Europe 2050 |  |  | Assumption
Estonia | PlantFacts Database (VdEh) | [7 empty] | PlantFacts Database (VdEh) | PlantFacts Database (VdEh) | PlantFacts Database (VdEh) | PlantFacts Database (VdEh) | PlantFacts Database (VdEh) | PlantFacts Database (VdEh) | PlantFacts Database (VdEh) | PlantFacts Database (VdEh) | [7 empty] | Assumption |  |  | Assumption | Assumption |  | Coating: 0.5 GJ/t (sustainability report european coil coaters (2kWh/m²); annealing: 0,75GJ/t, pickling 1,1GJ/t: (EPA2012:Available and Emerging Technologiesfor reducing greenhouse gas emissions from the iron and steel industry); |  |  | Worrell et al. 2010: Energy Efficiency Improvement and Cost Savings Opportunities for the U.S. Iron and Steel Industry, Berkeley | Press releases steel manufacturer, BCG2013: Steel's Contribution to a Low-Carbon Europe 2050 |  |  | Assumption
Finland | PlantFacts Database (VdEh) | [7 empty] | PlantFacts Database (VdEh) | PlantFacts Database (VdEh) | PlantFacts Database (VdEh) | PlantFacts Database (VdEh) | PlantFacts Database (VdEh) | PlantFacts Database (VdEh) | PlantFacts Database (VdEh) | PlantFacts Database (VdEh) | [7 empty] | Assumption |  |  | Assumption | Assumption |  | Coating: 0.5 GJ/t (sustainability report european coil coaters (2kWh/m²); annealing: 0,75GJ/t, pickling 1,1GJ/t: (EPA2012:Available and Emerging Technologiesfor reducing greenhouse gas emissions from the iron and steel industry); |  |  | Worrell et al. 2010: Energy Efficiency Improvement and Cost Savings Opportunities for the U.S. Iron and Steel Industry, Berkeley | Press releases steel manufacturer, BCG2013: Steel's Contribution to a Low-Carbon Europe 2050 |  |  | Assumption
France | PlantFacts Database (VdEh) | [7 empty] | PlantFacts Database (VdEh) | PlantFacts Database (VdEh) | PlantFacts Database (VdEh) | PlantFacts Database (VdEh) | PlantFacts Database (VdEh) | PlantFacts Database (VdEh) | PlantFacts Database (VdEh) | PlantFacts Database (VdEh) | [7 empty] | Assumption |  |  | Assumption | Assumption |  | Coating: 0.5 GJ/t (sustainability report european coil coaters (2kWh/m²); annealing: 0,75GJ/t, pickling 1,1GJ/t: (EPA2012:Available and Emerging Technologiesfor reducing greenhouse gas emissions from the iron and steel industry); |  |  | Worrell et al. 2010: Energy Efficiency Improvement and Cost Savings Opportunities for the U.S. Iron and Steel Industry, Berkeley | Press releases steel manufacturer, BCG2013: Steel's Contribution to a Low-Carbon Europe 2050 |  |  | Assumption
Germany | PlantFacts Database (VdEh) | [7 empty] | PlantFacts Database (VdEh) | PlantFacts Database (VdEh) | PlantFacts Database (VdEh) | PlantFacts Database (VdEh) | PlantFacts Database (VdEh) | PlantFacts Database (VdEh) | PlantFacts Database (VdEh) | PlantFacts Database (VdEh) | [7 empty] | Assumption |  |  | Assumption | Assumption |  | Coating: 0.5 GJ/t (sustainability report european coil coaters (2kWh/m²); annealing: 0,75GJ/t, pickling 1,1GJ/t: (EPA2012:Available and Emerging Technologiesfor reducing greenhouse gas emissions from the iron and steel industry); |  |  | Worrell et al. 2010: Energy Efficiency Improvement and Cost Savings Opportunities for the U.S. Iron and Steel Industry, Berkeley | Press releases steel manufacturer, BCG2013: Steel's Contribution to a Low-Carbon Europe 2050 |  |  | Assumption
Greece | PlantFacts Database (VdEh) | [7 empty] | PlantFacts Database (VdEh) | PlantFacts Database (VdEh) | PlantFacts Database (VdEh) | PlantFacts Database (VdEh) | PlantFacts Database (VdEh) | PlantFacts Database (VdEh) | PlantFacts Database (VdEh) | PlantFacts Database (VdEh) | [7 empty] | Assumption |  |  | Assumption | Assumption |  | Coating: 0.5 GJ/t (sustainability report european coil coaters (2kWh/m²); annealing: 0,75GJ/t, pickling 1,1GJ/t: (EPA2012:Available and Emerging Technologiesfor reducing greenhouse gas emissions from the iron and steel industry); |  |  | Worrell et al. 2010: Energy Efficiency Improvement and Cost Savings Opportunities for the U.S. Iron and Steel Industry, Berkeley | Press releases steel manufacturer, BCG2013: Steel's Contribution to a Low-Carbon Europe 2050 |  |  | Assumption
Hungary | PlantFacts Database (VdEh) | [7 empty] | PlantFacts Database (VdEh) | PlantFacts Database (VdEh) | PlantFacts Database (VdEh) | PlantFacts Database (VdEh) | PlantFacts Database (VdEh) | PlantFacts Database (VdEh) | PlantFacts Database (VdEh) | PlantFacts Database (VdEh) | [7 empty] | Assumption |  |  | Assumption | Assumption |  | Coating: 0.5 GJ/t (sustainability report european coil coaters (2kWh/m²); annealing: 0,75GJ/t, pickling 1,1GJ/t: (EPA2012:Available and Emerging Technologiesfor reducing greenhouse gas emissions from the iron and steel industry); |  |  | Worrell et al. 2010: Energy Efficiency Improvement and Cost Savings Opportunities for the U.S. Iron and Steel Industry, Berkeley | Press releases steel manufacturer, BCG2013: Steel's Contribution to a Low-Carbon Europe 2050 |  |  | Assumption
Ireland | PlantFacts Database (VdEh) | [7 empty] | PlantFacts Database (VdEh) | PlantFacts Database (VdEh) | PlantFacts Database (VdEh) | PlantFacts Database (VdEh) | PlantFacts Database (VdEh) | PlantFacts Database (VdEh) | PlantFacts Database (VdEh) | PlantFacts Database (VdEh) | [7 empty] | Assumption |  |  | Assumption | Assumption |  | Coating: 0.5 GJ/t (sustainability report european coil coaters (2kWh/m²); annealing: 0,75GJ/t, pickling 1,1GJ/t: (EPA2012:Available and Emerging Technologiesfor reducing greenhouse gas emissions from the iron and steel industry); |  |  | Worrell et al. 2010: Energy Efficiency Improvement and Cost Savings Opportunities for the U.S. Iron and Steel Industry, Berkeley | Press releases steel manufacturer, BCG2013: Steel's Contribution to a Low-Carbon Europe 2050 |  |  | Assumption
Italy | PlantFacts Database (VdEh) | [7 empty] | PlantFacts Database (VdEh) | PlantFacts Database (VdEh) | PlantFacts Database (VdEh) | PlantFacts Database (VdEh) | PlantFacts Database (VdEh) | PlantFacts Database (VdEh) | PlantFacts Database (VdEh) | PlantFacts Database (VdEh) | [7 empty] | Assumption |  |  | Assumption | Assumption |  | Coating: 0.5 GJ/t (sustainability report european coil coaters (2kWh/m²); annealing: 0,75GJ/t, pickling 1,1GJ/t: (EPA2012:Available and Emerging Technologiesfor reducing greenhouse gas emissions from the iron and steel industry); |  |  | Worrell et al. 2010: Energy Efficiency Improvement and Cost Savings Opportunities for the U.S. Iron and Steel Industry, Berkeley | Press releases steel manufacturer, BCG2013: Steel's Contribution to a Low-Carbon Europe 2050 |  |  | Assumption
Latvia | PlantFacts Database (VdEh) | [7 empty] | PlantFacts Database (VdEh) | PlantFacts Database (VdEh) | PlantFacts Database (VdEh) | PlantFacts Database (VdEh) | PlantFacts Database (VdEh) | PlantFacts Database (VdEh) | PlantFacts Database (VdEh) | PlantFacts Database (VdEh) | [7 empty] | Assumption |  |  | Assumption | Assumption |  | Coating: 0.5 GJ/t (sustainability report european coil coaters (2kWh/m²); annealing: 0,75GJ/t, pickling 1,1GJ/t: (EPA2012:Available and Emerging Technologiesfor reducing greenhouse gas emissions from the iron and steel industry); |  |  | Worrell et al. 2010: Energy Efficiency Improvement and Cost Savings Opportunities for the U.S. Iron and Steel Industry, Berkeley | Press releases steel manufacturer, BCG2013: Steel's Contribution to a Low-Carbon Europe 2050 |  |  | Assumption
Lithuania | PlantFacts Database (VdEh) | [7 empty] | PlantFacts Database (VdEh) | PlantFacts Database (VdEh) | PlantFacts Database (VdEh) | PlantFacts Database (VdEh) | PlantFacts Database (VdEh) | PlantFacts Database (VdEh) | PlantFacts Database (VdEh) | PlantFacts Database (VdEh) | [7 empty] | Assumption |  |  | Assumption | Assumption |  | Coating: 0.5 GJ/t (sustainability report european coil coaters (2kWh/m²); annealing: 0,75GJ/t, pickling 1,1GJ/t: (EPA2012:Available and Emerging Technologiesfor reducing greenhouse gas emissions from the iron and steel industry); |  |  | Worrell et al. 2010: Energy Efficiency Improvement and Cost Savings Opportunities for the U.S. Iron and Steel Industry, Berkeley | Press releases steel manufacturer, BCG2013: Steel's Contribution to a Low-Carbon Europe 2050 |  |  | Assumption
Luxembourg | PlantFacts Database (VdEh) | [7 empty] | PlantFacts Database (VdEh) | PlantFacts Database (VdEh) | PlantFacts Database (VdEh) | PlantFacts Database (VdEh) | PlantFacts Database (VdEh) | PlantFacts Database (VdEh) | PlantFacts Database (VdEh) | PlantFacts Database (VdEh) | [7 empty] | Assumption |  |  | Assumption | Assumption |  | Coating: 0.5 GJ/t (sustainability report european coil coaters (2kWh/m²); annealing: 0,75GJ/t, pickling 1,1GJ/t: (EPA2012:Available and Emerging Technologiesfor reducing greenhouse gas emissions from the iron and steel industry); |  |  | Worrell et al. 2010: Energy Efficiency Improvement and Cost Savings Opportunities for the U.S. Iron and Steel Industry, Berkeley | Press releases steel manufacturer, BCG2013: Steel's Contribution to a Low-Carbon Europe 2050 |  |  | Assumption
Malta | PlantFacts Database (VdEh) | [7 empty] | PlantFacts Database (VdEh) | PlantFacts Database (VdEh) | PlantFacts Database (VdEh) | PlantFacts Database (VdEh) | PlantFacts Database (VdEh) | PlantFacts Database (VdEh) | PlantFacts Database (VdEh) | PlantFacts Database (VdEh) | [7 empty] | Assumption |  |  | Assumption | Assumption |  | Coating: 0.5 GJ/t (sustainability report european coil coaters (2kWh/m²); annealing: 0,75GJ/t, pickling 1,1GJ/t: (EPA2012:Available and Emerging Technologiesfor reducing greenhouse gas emissions from the iron and steel industry); |  |  | Worrell et al. 2010: Energy Efficiency Improvement and Cost Savings Opportunities for the U.S. Iron and Steel Industry, Berkeley | Press releases steel manufacturer, BCG2013: Steel's Contribution to a Low-Carbon Europe 2050 |  |  | Assumption
Netherlands | PlantFacts Database (VdEh) | [7 empty] | PlantFacts Database (VdEh) | PlantFacts Database (VdEh) | PlantFacts Database (VdEh) | PlantFacts Database (VdEh) | PlantFacts Database (VdEh) | PlantFacts Database (VdEh) | PlantFacts Database (VdEh) | PlantFacts Database (VdEh) | [7 empty] | Assumption |  |  | Assumption | Assumption |  | Coating: 0.5 GJ/t (sustainability report european coil coaters (2kWh/m²); annealing: 0,75GJ/t, pickling 1,1GJ/t: (EPA2012:Available and Emerging Technologiesfor reducing greenhouse gas emissions from the iron and steel industry); |  |  | Worrell et al. 2010: Energy Efficiency Improvement and Cost Savings Opportunities for the U.S. Iron and Steel Industry, Berkeley | Press releases steel manufacturer, BCG2013: Steel's Contribution to a Low-Carbon Europe 2050 |  |  | Assumption
Poland | PlantFacts Database (VdEh) | [7 empty] | PlantFacts Database (VdEh) | PlantFacts Database (VdEh) | PlantFacts Database (VdEh) | PlantFacts Database (VdEh) | PlantFacts Database (VdEh) | PlantFacts Database (VdEh) | PlantFacts Database (VdEh) | PlantFacts Database (VdEh) | [7 empty] | Assumption |  |  | Assumption | Assumption |  | Coating: 0.5 GJ/t (sustainability report european coil coaters (2kWh/m²); annealing: 0,75GJ/t, pickling 1,1GJ/t: (EPA2012:Available and Emerging Technologiesfor reducing greenhouse gas emissions from the iron and steel industry); |  |  | Worrell et al. 2010: Energy Efficiency Improvement and Cost Savings Opportunities for the U.S. Iron and Steel Industry, Berkeley | Press releases steel manufacturer, BCG2013: Steel's Contribution to a Low-Carbon Europe 2050 |  |  | Assumption
Portugal | PlantFacts Database (VdEh) | [7 empty] | PlantFacts Database (VdEh) | PlantFacts Database (VdEh) | PlantFacts Database (VdEh) | PlantFacts Database (VdEh) | PlantFacts Database (VdEh) | PlantFacts Database (VdEh) | PlantFacts Database (VdEh) | PlantFacts Database (VdEh) | [7 empty] | Assumption |  |  | Assumption | Assumption |  | Coating: 0.5 GJ/t (sustainability report european coil coaters (2kWh/m²); annealing: 0,75GJ/t, pickling 1,1GJ/t: (EPA2012:Available and Emerging Technologiesfor reducing greenhouse gas emissions from the iron and steel industry); |  |  | Worrell et al. 2010: Energy Efficiency Improvement and Cost Savings Opportunities for the U.S. Iron and Steel Industry, Berkeley | Press releases steel manufacturer, BCG2013: Steel's Contribution to a Low-Carbon Europe 2050 |  |  | Assumption
Romania | PlantFacts Database (VdEh) | [7 empty] | PlantFacts Database (VdEh) | PlantFacts Database (VdEh) | PlantFacts Database (VdEh) | PlantFacts Database (VdEh) | PlantFacts Database (VdEh) | PlantFacts Database (VdEh) | PlantFacts Database (VdEh) | PlantFacts Database (VdEh) | [7 empty] | Assumption |  |  | Assumption | Assumption |  | Coating: 0.5 GJ/t (sustainability report european coil coaters (2kWh/m²); annealing: 0,75GJ/t, pickling 1,1GJ/t: (EPA2012:Available and Emerging Technologiesfor reducing greenhouse gas emissions from the iron and steel industry); |  |  | Worrell et al. 2010: Energy Efficiency Improvement and Cost Savings Opportunities for the U.S. Iron and Steel Industry, Berkeley | Press releases steel manufacturer, BCG2013: Steel's Contribution to a Low-Carbon Europe 2050 |  |  | Assumption
Slovakia | PlantFacts Database (VdEh) | [7 empty] | PlantFacts Database (VdEh) | PlantFacts Database (VdEh) | PlantFacts Database (VdEh) | PlantFacts Database (VdEh) | PlantFacts Database (VdEh) | PlantFacts Database (VdEh) | PlantFacts Database (VdEh) | PlantFacts Database (VdEh) | [7 empty] | Assumption |  |  | Assumption | Assumption |  | Coating: 0.5 GJ/t (sustainability report european coil coaters (2kWh/m²); annealing: 0,75GJ/t, pickling 1,1GJ/t: (EPA2012:Available and Emerging Technologiesfor reducing greenhouse gas emissions from the iron and steel industry); |  |  | Worrell et al. 2010: Energy Efficiency Improvement and Cost Savings Opportunities for the U.S. Iron and Steel Industry, Berkeley | Press releases steel manufacturer, BCG2013: Steel's Contribution to a Low-Carbon Europe 2050 |  |  | Assumption
Slovenia | PlantFacts Database (VdEh) | [7 empty] | PlantFacts Database (VdEh) | PlantFacts Database (VdEh) | PlantFacts Database (VdEh) | PlantFacts Database (VdEh) | PlantFacts Database (VdEh) | PlantFacts Database (VdEh) | PlantFacts Database (VdEh) | PlantFacts Database (VdEh) | [7 empty] | Assumption |  |  | Assumption | Assumption |  | Coating: 0.5 GJ/t (sustainability report european coil coaters (2kWh/m²); annealing: 0,75GJ/t, pickling 1,1GJ/t: (EPA2012:Available and Emerging Technologiesfor reducing greenhouse gas emissions from the iron and steel industry); |  |  | Worrell et al. 2010: Energy Efficiency Improvement and Cost Savings Opportunities for the U.S. Iron and Steel Industry, Berkeley | Press releases steel manufacturer, BCG2013: Steel's Contribution to a Low-Carbon Europe 2050 |  |  | Assumption
Spain | PlantFacts Database (VdEh) | [7 empty] | PlantFacts Database (VdEh) | PlantFacts Database (VdEh) | PlantFacts Database (VdEh) | PlantFacts Database (VdEh) | PlantFacts Database (VdEh) | PlantFacts Database (VdEh) | PlantFacts Database (VdEh) | PlantFacts Database (VdEh) | [7 empty] | Assumption |  |  | Assumption | Assumption |  | Coating: 0.5 GJ/t (sustainability report european coil coaters (2kWh/m²); annealing: 0,75GJ/t, pickling 1,1GJ/t: (EPA2012:Available and Emerging Technologiesfor reducing greenhouse gas emissions from the iron and steel industry); |  |  | Worrell et al. 2010: Energy Efficiency Improvement and Cost Savings Opportunities for the U.S. Iron and Steel Industry, Berkeley | Press releases steel manufacturer, BCG2013: Steel's Contribution to a Low-Carbon Europe 2050 |  |  | Assumption
Sweden | PlantFacts Database (VdEh) | [7 empty] | PlantFacts Database (VdEh) | PlantFacts Database (VdEh) | PlantFacts Database (VdEh) | PlantFacts Database (VdEh) | PlantFacts Database (VdEh) | PlantFacts Database (VdEh) | PlantFacts Database (VdEh) | PlantFacts Database (VdEh) | [7 empty] | Assumption |  |  | Assumption | Assumption |  | Coating: 0.5 GJ/t (sustainability report european coil coaters (2kWh/m²); annealing: 0,75GJ/t, pickling 1,1GJ/t: (EPA2012:Available and Emerging Technologiesfor reducing greenhouse gas emissions from the iron and steel industry); |  |  | Worrell et al. 2010: Energy Efficiency Improvement and Cost Savings Opportunities for the U.S. Iron and Steel Industry, Berkeley | Press releases steel manufacturer, BCG2013: Steel's Contribution to a Low-Carbon Europe 2050 |  |  | Assumption
United Kingdom | PlantFacts Database (VdEh) | [7 empty] | PlantFacts Database (VdEh) | PlantFacts Database (VdEh) | PlantFacts Database (VdEh) | PlantFacts Database (VdEh) | PlantFacts Database (VdEh) | PlantFacts Database (VdEh) | PlantFacts Database (VdEh) | PlantFacts Database (VdEh) | [7 empty] | Assumption |  |  | Assumption | Assumption |  | Coating: 0.5 GJ/t (sustainability report european coil coaters (2kWh/m²); annealing: 0,75GJ/t, pickling 1,1GJ/t: (EPA2012:Available and Emerging Technologiesfor reducing greenhouse gas emissions from the iron and steel industry); |  |  | Worrell et al. 2010: Energy Efficiency Improvement and Cost Savings Opportunities for the U.S. Iron and Steel Industry, Berkeley | Press releases steel manufacturer, BCG2013: Steel's Contribution to a Low-Carbon Europe 2050 |  |  | Assumption
Norway | PlantFacts Database (VdEh) | [7 empty] | PlantFacts Database (VdEh) | PlantFacts Database (VdEh) | PlantFacts Database (VdEh) | PlantFacts Database (VdEh) | PlantFacts Database (VdEh) | PlantFacts Database (VdEh) | PlantFacts Database (VdEh) | PlantFacts Database (VdEh) | [7 empty] | Assumption |  |  | Assumption | Assumption |  | Coating: 0.5 GJ/t (sustainability report european coil coaters (2kWh/m²); annealing: 0,75GJ/t, pickling 1,1GJ/t: (EPA2012:Available and Emerging Technologiesfor reducing greenhouse gas emissions from the iron and steel industry); |  |  | Worrell et al. 2010: Energy Efficiency Improvement and Cost Savings Opportunities for the U.S. Iron and Steel Industry, Berkeley | Press releases steel manufacturer, BCG2013: Steel's Contribution to a Low-Carbon Europe 2050 |  |  | Assumption
Switzerland | PlantFacts Database (VdEh) | [7 empty] | PlantFacts Database (VdEh) | PlantFacts Database (VdEh) | PlantFacts Database (VdEh) | PlantFacts Database (VdEh) | PlantFacts Database (VdEh) | PlantFacts Database (VdEh) | PlantFacts Database (VdEh) | PlantFacts Database (VdEh) | [7 empty] | Assumption |  |  | Assumption | Assumption |  | Coating: 0.5 GJ/t (sustainability report european coil coaters (2kWh/m²); annealing: 0,75GJ/t, pickling 1,1GJ/t: (EPA2012:Available and Emerging Technologiesfor reducing greenhouse gas emissions from the iron and steel industry); |  |  | Worrell et al. 2010: Energy Efficiency Improvement and Cost Savings Opportunities for the U.S. Iron and Steel Industry, Berkeley | Press releases steel manufacturer, BCG2013: Steel's Contribution to a Low-Carbon Europe 2050 |  |  | Assumption
Iceland | PlantFacts Database (VdEh) | [7 empty] | PlantFacts Database (VdEh) | PlantFacts Database (VdEh) | PlantFacts Database (VdEh) | PlantFacts Database (VdEh) | PlantFacts Database (VdEh) | PlantFacts Database (VdEh) | PlantFacts Database (VdEh) | PlantFacts Database (VdEh) | [7 empty] | Assumption |  |  | Assumption | Assumption |  | Coating: 0.5 GJ/t (sustainability report european coil coaters (2kWh/m²); annealing: 0,75GJ/t, pickling 1,1GJ/t: (EPA2012:Available and Emerging Technologiesfor reducing greenhouse gas emissions from the iron and steel industry); |  |  | Worrell et al. 2010: Energy Efficiency Improvement and Cost Savings Opportunities for the U.S. Iron and Steel Industry, Berkeley | Press releases steel manufacturer, BCG2013: Steel's Contribution to a Low-Carbon Europe 2050 |  |  | Assumption
Note on Y3: Tobias Fleiter: Refers to average SEC in entire technology stock

## Electric arc furnace
Electric arc furnace (DC,AC)
| Technology stock data for 2014 | [25 empty] | Techno-economic data
| Capacity [kt] | Installed production capacity [t/a] | [6 empty] | Age distribution [share of total stock in %] | [6 empty] | Quantity | Quantity | [6 empty] | Specific energy consumption [MWh/t] | Thermal efficiency [%] | Electrical efficiency (CHP) [%] | Calculatory lifetime [a] | Technical lifetime [a] | Type of fuel [-] | Specific energy consumption [MWh/t] | Thermal efficiency [%] | Thermal efficiency [%] | [6 empty] | Electrical efficiency (CHP) [%] | Saving options/ efficiency development until 2050 [%] | Specific investment cost 2013 [€2013/t capacity] | Specific investment cost 2020 [€2013/t capacity] | Specific investment cost 2030 [€2013/t capacity] | Annual O&M cost (in % of Invest) | Sold units 2012 [n] | Sold units 2013 [n] | Maximum temperature level [°C] | Steam temperature [°C] | Steam pressure [bar] | Minimum capacitiy of one unit [kW] | Maximum capacitiy of one unit [kW] | x | interpolation/ extrapolation
|  | Total | [14 empty] | Total | [34 empty] | a | ad hoc calculation
|  | <100 kt | 100 -500 kt | 501 - 1000 kt | 1001 - 2000 kt | 2001 - 5000 kt | 5 - 10 Mt | >10 Mt | <10 a | 10-20 a | 20-30 a | 30-40 a | 40-50 a | 50-60 a | >60a |  | <100 kt | 100 -500 kt | 501 - 1000 kt | 1001 - 2000 kt | 2001 - 5000 kt | 5 - 10 Mt | >10 Mt | [8 empty] | <25 kW | 25 - 50 kW | 51 - 250 kW | 251 - 1000 kW | 1001 - 4999 kW | 5k - 25k kW | >25k kW | [13 empty] | s | direct use of the source
Austria | 845 | confidential | confidential | confidential | confidential | confidential | confidential | confidential | confidential | confidential | confidential | confidential | confidential | confidential | confidential | 3 |  | 3 | [5 empty] | 0.86 | 60-90 | not applicable | 20 | 40 | Electricity, coal | 0.6 | 50-70 | [7 empty] | 0 | 30-10 | 171.105 | 171.105 | 171.105 | 30-40 |  |  | 3500 |  |  |  |  | m | modelling
Belgium | 3500 | confidential | confidential | confidential | confidential | confidential | confidential | confidential | confidential | confidential | confidential | confidential | confidential | confidential | confidential | 5 |  | 1 | 4 |  |  |  |  | 0.86 | 60-90 | not applicable | 20 | 40 | Electricity, coal | 0.6 | 50-70 | [7 empty] | 0 | 30-10 | 173.91 | 173.91 | 173.91 | 30-40 |  |  | 3500
Bulgaria | 1000 | confidential | confidential | confidential | confidential | confidential | confidential | confidential | confidential | confidential | confidential | confidential | confidential | confidential | confidential | 2 |  | 1 | 1 |  |  |  |  | 0.86 | 60-90 | not applicable | 20 | 40 | Electricity, coal | 0.6 | 50-70 | [7 empty] | 0 | 30-10 | 149.49 | 149.49 | 149.49 | 30-40 |  |  | 3500
Croatia | 535 | confidential | confidential | confidential | confidential | confidential | confidential | confidential | confidential | confidential | confidential | confidential | confidential | confidential | confidential | 2 |  | 2 | [5 empty] | 0.86 | 60-90 | not applicable | 20 | 40 | Electricity, coal | 0.6 | 50-70 | [7 empty] | 0 | 30-10 | 158.895 | 158.895 | 158.895 | 30-40 |  |  | 3500
Cyprus | 0 | confidential | confidential | confidential | confidential | confidential | confidential | confidential | confidential | confidential | confidential | confidential | confidential | confidential | confidential | 0 | [7 empty] | 0.86 | 60-90 | not applicable | 20 | 40 | Electricity, coal | 0.6 | 50-70 | [7 empty] | #DIV/0! | 30-10 | 166.65 | 166.65 | 166.65 | 30-40 |  |  | 3500
Czech Republic | 626 | confidential | confidential | confidential | confidential | confidential | confidential | confidential | confidential | confidential | confidential | confidential | confidential | confidential | confidential | 15 | 14 | 1 | [5 empty] | 0.86 | 60-90 | not applicable | 20 | 40 | Electricity, coal | 0.6 | 50-70 | [7 empty] | 0 | 30-10 | 158.565 | 158.565 | 158.565 | 30-40 |  |  | 3500
Denmark | 0 | confidential | confidential | confidential | confidential | confidential | confidential | confidential | confidential | confidential | confidential | confidential | confidential | confidential | confidential | 0 | [7 empty] | 0.86 | 60-90 | not applicable | 20 | 40 | Electricity, coal | 0.6 | 50-70 | [7 empty] | #DIV/0! | 30-10 | 204.105 | 204.105 | 204.105 | 30-40 |  |  | 3500
Estonia | 0 | confidential | confidential | confidential | confidential | confidential | confidential | confidential | confidential | confidential | confidential | confidential | confidential | confidential | confidential | 0 | [7 empty] | 0.86 | 60-90 | not applicable | 20 | 40 | Electricity, coal | 0.6 | 50-70 | [7 empty] | #DIV/0! | 30-10 | 156.75 | 156.75 | 156.75 | 30-40 |  |  | 3500
Finland | 1660 | confidential | confidential | confidential | confidential | confidential | confidential | confidential | confidential | confidential | confidential | confidential | confidential | confidential | confidential | 3 |  | 2 | 1 |  |  |  |  | 0.86 | 60-90 | not applicable | 20 | 40 | Electricity, coal | 0.6 | 50-70 | [7 empty] | 0 | 30-10 | 189.75 | 189.75 | 189.75 | 30-40 |  |  | 3500
France | 7557 | confidential | confidential | confidential | confidential | confidential | confidential | confidential | confidential | confidential | confidential | confidential | confidential | confidential | confidential | 20 | 6 | 7 | 6 | 1 |  |  |  | 0.86 | 60-90 | not applicable | 20 | 40 | Electricity, coal | 0.6 | 50-70 | [7 empty] | 0 | 30-10 | 168.3 | 168.3 | 168.3 | 30-40 |  |  | 3500
Germany | 14824 | confidential | confidential | confidential | confidential | confidential | confidential | confidential | confidential | confidential | confidential | confidential | confidential | confidential | confidential | 26 | 4 | 7 | 13 | 2 |  |  |  | 0.86 | 60-90 | not applicable | 20 | 40 | Electricity, coal | 0.6 | 50-70 | [7 empty] | 0 | 30-10 | 162.69 | 162.69 | 162.69 | 30-40 |  |  | 3500
Greece | 2400 | confidential | confidential | confidential | confidential | confidential | confidential | confidential | confidential | confidential | confidential | confidential | confidential | confidential | confidential | 3 |  |  | 2 | 1 |  |  |  | 0.86 | 60-90 | not applicable | 20 | 40 | Electricity, coal | 0.6 | 50-70 | [7 empty] | 0 | 30-10 | 176.715 | 176.715 | 176.715 | 30-40 |  |  | 3500
Hungary | 400 | confidential | confidential | confidential | confidential | confidential | confidential | confidential | confidential | confidential | confidential | confidential | confidential | confidential | confidential | 1 |  | 1 | [5 empty] | 0.86 | 60-90 | not applicable | 20 | 40 | Electricity, coal | 0.6 | 50-70 | [7 empty] | 0 | 30-10 | 150.315 | 150.315 | 150.315 | 30-40 |  |  | 3500
Ireland | 0 | confidential | confidential | confidential | confidential | confidential | confidential | confidential | confidential | confidential | confidential | confidential | confidential | confidential | confidential | 0 | [7 empty] | 0.86 | 60-90 | not applicable | 20 | 40 | Electricity, coal | 0.6 | 50-70 | [7 empty] | #DIV/0! | 30-10 | 173.085 | 173.085 | 173.085 | 30-40 |  |  | 3500
Italy | 23360 | confidential | confidential | confidential | confidential | confidential | confidential | confidential | confidential | confidential | confidential | confidential | confidential | confidential | confidential | 36 | 1 | 11 | 19 | 4 | 1 |  |  | 0.86 | 60-90 | not applicable | 20 | 40 | Electricity, coal | 0.6 | 50-70 | [7 empty] | 0 | 30-10 | 164.505 | 164.505 | 164.505 | 30-40 |  |  | 3500
Latvia | 0 | confidential | confidential | confidential | confidential | confidential | confidential | confidential | confidential | confidential | confidential | confidential | confidential | confidential | confidential | 0 | [7 empty] | 0.86 | 60-90 | not applicable | 20 | 40 | Electricity, coal | 0.6 | 50-70 | [7 empty] | #DIV/0! | 30-10 | 162.525 | 162.525 | 162.525 | 30-40 |  |  | 3500
Lithuania | 0 | confidential | confidential | confidential | confidential | confidential | confidential | confidential | confidential | confidential | confidential | confidential | confidential | confidential | confidential | 0 | [7 empty] | 0.86 | 60-90 | not applicable | 20 | 40 | Electricity, coal | 0.6 | 50-70 | [7 empty] | #DIV/0! | 30-10 | 154.77 | 154.77 | 154.77 | 30-40 |  |  | 3500
Luxembourg | 2250 | confidential | confidential | confidential | confidential | confidential | confidential | confidential | confidential | confidential | confidential | confidential | confidential | confidential | confidential | 2 |  |  | 1 | 1 |  |  |  | 0.86 | 60-90 | not applicable | 20 | 40 | Electricity, coal | 0.6 | 50-70 | [7 empty] | 0 | 30-10 | 167.31 | 167.31 | 167.31 | 30-40 |  |  | 3500
Malta | 0 | confidential | confidential | confidential | confidential | confidential | confidential | confidential | confidential | confidential | confidential | confidential | confidential | confidential | confidential | 0 | [7 empty] | 0.86 | 60-90 | not applicable | 20 | 40 | Electricity, coal | 0.6 | 50-70 | [7 empty] | #DIV/0! | 30-10 | 179.19 | 179.19 | 179.19 | 30-40 |  |  | 3500
Netherlands | 260 | confidential | confidential | confidential | confidential | confidential | confidential | confidential | confidential | confidential | confidential | confidential | confidential | confidential | confidential | 2 |  | 2 | [5 empty] | 0.86 | 60-90 | not applicable | 20 | 40 | Electricity, coal | 0.6 | 50-70 | [7 empty] | 0 | 30-10 | 164.175 | 164.175 | 164.175 | 30-40 |  |  | 3500
Poland | 4590 | confidential | confidential | confidential | confidential | confidential | confidential | confidential | confidential | confidential | confidential | confidential | confidential | confidential | confidential | 9 | 1 | 3 | 5 |  |  |  |  | 0.86 | 60-90 | not applicable | 20 | 40 | Electricity, coal | 0.6 | 50-70 | [7 empty] | 0 | 30-10 | 152.13 | 152.13 | 152.13 | 30-40 |  |  | 3500
Portugal | 1800 | confidential | confidential | confidential | confidential | confidential | confidential | confidential | confidential | confidential | confidential | confidential | confidential | confidential | confidential | 2 |  |  | 1 | 1 |  |  |  | 0.86 | 60-90 | not applicable | 20 | 40 | Electricity, coal | 0.6 | 50-70 | [7 empty] | 0 | 30-10 | 176.385 | 176.385 | 176.385 | 30-40 |  |  | 3500
Romania | 1880 | confidential | confidential | confidential | confidential | confidential | confidential | confidential | confidential | confidential | confidential | confidential | confidential | confidential | confidential | 4 |  | 3 | 1 |  |  |  |  | 0.86 | 60-90 | not applicable | 20 | 40 | Electricity, coal | 0.6 | 50-70 | [7 empty] | 0 | 30-10 | 160.875 | 160.875 | 160.875 | 30-40 |  |  | 3500
Slovakia | 1010 | confidential | confidential | confidential | confidential | confidential | confidential | confidential | confidential | confidential | confidential | confidential | confidential | confidential | confidential | 2 |  | 1 | 1 |  |  |  |  | 0.86 | 60-90 | not applicable | 20 | 40 | Electricity, coal | 0.6 | 50-70 | [7 empty] | 0 | 30-10 | 169.29 | 169.29 | 169.29 | 30-40 |  |  | 3500
Slovenia | 740 | confidential | confidential | confidential | confidential | confidential | confidential | confidential | confidential | confidential | confidential | confidential | confidential | confidential | confidential | 3 |  | 3 | [5 empty] | 0.86 | 60-90 | not applicable | 20 | 40 | Electricity, coal | 0.6 | 50-70 | [7 empty] | 0 | 30-10 | 163.02 | 163.02 | 163.02 | 30-40 |  |  | 3500
Spain | 14660 | confidential | confidential | confidential | confidential | confidential | confidential | confidential | confidential | confidential | confidential | confidential | confidential | confidential | confidential | 23 |  | 11 | 7 | 5 |  |  |  | 0.86 | 60-90 | not applicable | 20 | 40 | Electricity, coal | 0.6 | 50-70 | [7 empty] | 0 | 30-10 | 162.36 | 162.36 | 162.36 | 30-40 |  |  | 3500
Sweden | 2045 | confidential | confidential | confidential | confidential | confidential | confidential | confidential | confidential | confidential | confidential | confidential | confidential | confidential | confidential | 7 | 2 | 4 | 1 |  |  |  |  | 0.86 | 60-90 | not applicable | 20 | 40 | Electricity, coal | 0.6 | 50-70 | [7 empty] | 0 | 30-10 | 186.12 | 186.12 | 186.12 | 30-40 |  |  | 3500
United Kingdom | 3100 | confidential | confidential | confidential | confidential | confidential | confidential | confidential | confidential | confidential | confidential | confidential | confidential | confidential | confidential | 5 |  | 3 | 1 | 1 |  |  |  | 0.86 | 60-90 | not applicable | 20 | 40 | Electricity, coal | 0.6 | 50-70 | [7 empty] | 0 | 30-10 | 156.255 | 156.255 | 156.255 | 30-40 |  |  | 3500
Total EU-28 | 89042 | 1167 | 19815 | 46460 | 19100 | 2500 | [9 empty] | 175 | [7 empty] | 0.86 | 60-90 | not applicable | 20 | 40 | Electricity, coal | 0.6 | 50-70 | [7 empty] | #DIV/0! | 30-10 | 165 | 165 | 165 | 30-40 | 0 | 0 | 3500 | bar: <10 a to >60a
Norway | 800 | confidential | confidential | confidential | confidential | confidential | confidential | confidential | confidential | confidential | confidential | confidential | confidential | confidential | confidential | 1 |  |  | 1 |  |  |  |  | 0.86 | 60-90 | not applicable | 20 | 40 | Electricity, coal | 0.6 | 50-70 | [7 empty] | 0 | 30-10 | 215.16 | 215.16 | 215.16 | 30-40 |  |  | 3500
Switzerland | 1270 | confidential | confidential | confidential | confidential | confidential | confidential | confidential | confidential | confidential | confidential | confidential | confidential | confidential | confidential | 2 |  |  | 2 |  |  |  |  | 0.86 | 60-90 | not applicable | 20 | 40 | Electricity, coal | 0.6 | 50-70 | [7 empty] | 0 | 30-10 | 194.04 | 194.04 | 194.04 | 30-40 |  |  | 3500
Iceland | 0 | confidential | confidential | confidential | confidential | confidential | confidential | confidential | confidential | confidential | confidential | confidential | confidential | confidential | confidential | 0 | [7 empty] | 0.86 | 60-90 | not applicable | 20 | 40 | Electricity, coal | 0.6 | 50-70 | [7 empty] | #DIV/0! | 30-10 | 199.155 | 199.155 | 199.155 | 30-40 |  |  | 3500
Total | 91112 | 1161 | 19815 | 45030 | 21706 | 2500 | 0 | >10 Mt: 0 | 178 | 0 | 0 | 0 | 0 | 0 | 0 | 0 | 0.86 | 60-90 | not applicable | 20 | 40 | Electricity, coal | 0.6 | 50-70 | [7 empty] | 0 | 30-10 | 170 | 170 | 170 | 30-40 | 0 | 0 | 3500
Sources
| Capacity [kt] | Installed production capacity [t] | [5 empty] | <10 a: Age distribution [share of total stock in %] | Quantity | Quantity | [6 empty] | Specific energy consumption [GJ/t] | Thermal efficiency [%] | Electrical efficiency (CHP) [%] | Calculatory lifetime [a] | Technical lifetime [a] | Type of fuel [-] |  | Thermal efficiency [%] | Thermal efficiency [%] | [6 empty] | Electrical efficiency (CHP) [%] | Saving options/ efficiency development [%] | Specific investment cost 2013 [€2013] | Specific investment cost 2020 [€2013] | Specific investment cost 2030 [€2013] | Annual O&M cost (in % of Invest) | Sold units 2012 [n] | Sold units 2013 [n] | Maximum temperature level [°C] | Steam temperature [°C] | Steam pressure [bar] | Minimum capacitiy of one unit [kW] | Maximum capacitiy of one unit [kW]
|  | Total | [14 empty] | Total
|  | <100 kt | 100 -500 kt | 501 - 1000 kt | 1001 - 2000 kt | 2001 - 5000 kt | 5 - 10 Mt | >10 Mt | <10 a | 10-20 a | 20-30 a | 30-40 a | 40-50 a | 50-60 a | >60a |  | <25 kW | 25 - 50 kW | 51 - 250 kW | 251 - 1000 kW | 1001 - 4999 kW | 5k - 25k kW | >25k kW | [8 empty] | <25 kW | 25 - 50 kW | 51 - 250 kW | 251 - 1000 kW | 1001 - 4999 kW | 5k - 25k kW | >25k kW
Austria | PlantFacts Database (VdEh) | [7 empty] | PlantFacts Database (VdEh) | PlantFacts Database (VdEh) | PlantFacts Database (VdEh) | PlantFacts Database (VdEh) | PlantFacts Database (VdEh) | PlantFacts Database (VdEh) | PlantFacts Database (VdEh) | PlantFacts Database (VdEh) | [7 empty] | Worrell et al. 2010: Energy Efficiency Improvement and Cost Savings Opportunities for the U.S. Iron and Steel Industry, Berkeley | Worrell et al. 2010: Energy Efficiency Improvement and Cost Savings Opportunities for the U.S. Iron and Steel Industry, Berkeley |  | Assumption | Assumption | Worrell et al. 2010: Energy Efficiency Improvement and Cost Savings Opportunities for the U.S. Iron and Steel Industry, Berkeley | Worrell et al. 2010: Energy Efficiency Improvement and Cost Savings Opportunities for the U.S. Iron and Steel Industry, Berkeley | Worrell et al. 2010: Energy Efficiency Improvement and Cost Savings Opportunities for the U.S. Iron and Steel Industry, Berkeley; Siemens Quantum | [8 empty] | Siemens Quantum | Press releases steel manufacturer, BCG2013: Steel's Contribution to a Low-Carbon Europe 2050 |  |  | Press releases steel manufacturer, BCG2013: Steel's Contribution to a Low-Carbon Europe 2050
Belgium | PlantFacts Database (VdEh) | [7 empty] | PlantFacts Database (VdEh) | PlantFacts Database (VdEh) | PlantFacts Database (VdEh) | PlantFacts Database (VdEh) | PlantFacts Database (VdEh) | PlantFacts Database (VdEh) | PlantFacts Database (VdEh) | PlantFacts Database (VdEh) | [7 empty] | Worrell et al. 2010: Energy Efficiency Improvement and Cost Savings Opportunities for the U.S. Iron and Steel Industry, Berkeley | Worrell et al. 2010: Energy Efficiency Improvement and Cost Savings Opportunities for the U.S. Iron and Steel Industry, Berkeley |  | Assumption | Assumption | Worrell et al. 2010: Energy Efficiency Improvement and Cost Savings Opportunities for the U.S. Iron and Steel Industry, Berkeley | Worrell et al. 2010: Energy Efficiency Improvement and Cost Savings Opportunities for the U.S. Iron and Steel Industry, Berkeley | Worrell et al. 2010: Energy Efficiency Improvement and Cost Savings Opportunities for the U.S. Iron and Steel Industry, Berkeley; Siemens Quantum | [8 empty] | Siemens Quantum | Press releases steel manufacturer, BCG2013: Steel's Contribution to a Low-Carbon Europe 2050 |  |  | Press releases steel manufacturer, BCG2013: Steel's Contribution to a Low-Carbon Europe 2050
Bulgaria | PlantFacts Database (VdEh) | [7 empty] | PlantFacts Database (VdEh) | PlantFacts Database (VdEh) | PlantFacts Database (VdEh) | PlantFacts Database (VdEh) | PlantFacts Database (VdEh) | PlantFacts Database (VdEh) | PlantFacts Database (VdEh) | PlantFacts Database (VdEh) | [7 empty] | Worrell et al. 2010: Energy Efficiency Improvement and Cost Savings Opportunities for the U.S. Iron and Steel Industry, Berkeley | Worrell et al. 2010: Energy Efficiency Improvement and Cost Savings Opportunities for the U.S. Iron and Steel Industry, Berkeley |  | Assumption | Assumption | Worrell et al. 2010: Energy Efficiency Improvement and Cost Savings Opportunities for the U.S. Iron and Steel Industry, Berkeley | Worrell et al. 2010: Energy Efficiency Improvement and Cost Savings Opportunities for the U.S. Iron and Steel Industry, Berkeley | Worrell et al. 2010: Energy Efficiency Improvement and Cost Savings Opportunities for the U.S. Iron and Steel Industry, Berkeley; Siemens Quantum | [8 empty] | Siemens Quantum | Press releases steel manufacturer, BCG2013: Steel's Contribution to a Low-Carbon Europe 2050 |  |  | Press releases steel manufacturer, BCG2013: Steel's Contribution to a Low-Carbon Europe 2050
Croatia | PlantFacts Database (VdEh) | [7 empty] | PlantFacts Database (VdEh) | PlantFacts Database (VdEh) | PlantFacts Database (VdEh) | PlantFacts Database (VdEh) | PlantFacts Database (VdEh) | PlantFacts Database (VdEh) | PlantFacts Database (VdEh) | PlantFacts Database (VdEh) | [7 empty] | Worrell et al. 2010: Energy Efficiency Improvement and Cost Savings Opportunities for the U.S. Iron and Steel Industry, Berkeley | Worrell et al. 2010: Energy Efficiency Improvement and Cost Savings Opportunities for the U.S. Iron and Steel Industry, Berkeley |  | Assumption | Assumption | Worrell et al. 2010: Energy Efficiency Improvement and Cost Savings Opportunities for the U.S. Iron and Steel Industry, Berkeley | Worrell et al. 2010: Energy Efficiency Improvement and Cost Savings Opportunities for the U.S. Iron and Steel Industry, Berkeley | Worrell et al. 2010: Energy Efficiency Improvement and Cost Savings Opportunities for the U.S. Iron and Steel Industry, Berkeley; Siemens Quantum | [8 empty] | Siemens Quantum | Press releases steel manufacturer, BCG2013: Steel's Contribution to a Low-Carbon Europe 2050 |  |  | Press releases steel manufacturer, BCG2013: Steel's Contribution to a Low-Carbon Europe 2050
Cyprus | PlantFacts Database (VdEh) | [7 empty] | PlantFacts Database (VdEh) | PlantFacts Database (VdEh) | PlantFacts Database (VdEh) | PlantFacts Database (VdEh) | PlantFacts Database (VdEh) | PlantFacts Database (VdEh) | PlantFacts Database (VdEh) | PlantFacts Database (VdEh) | [7 empty] | Worrell et al. 2010: Energy Efficiency Improvement and Cost Savings Opportunities for the U.S. Iron and Steel Industry, Berkeley | Worrell et al. 2010: Energy Efficiency Improvement and Cost Savings Opportunities for the U.S. Iron and Steel Industry, Berkeley |  | Assumption | Assumption | Worrell et al. 2010: Energy Efficiency Improvement and Cost Savings Opportunities for the U.S. Iron and Steel Industry, Berkeley | Worrell et al. 2010: Energy Efficiency Improvement and Cost Savings Opportunities for the U.S. Iron and Steel Industry, Berkeley | Worrell et al. 2010: Energy Efficiency Improvement and Cost Savings Opportunities for the U.S. Iron and Steel Industry, Berkeley; Siemens Quantum | [8 empty] | Siemens Quantum | Press releases steel manufacturer, BCG2013: Steel's Contribution to a Low-Carbon Europe 2050 |  |  | Press releases steel manufacturer, BCG2013: Steel's Contribution to a Low-Carbon Europe 2050
Czech Republic | PlantFacts Database (VdEh) | [7 empty] | PlantFacts Database (VdEh) | PlantFacts Database (VdEh) | PlantFacts Database (VdEh) | PlantFacts Database (VdEh) | PlantFacts Database (VdEh) | PlantFacts Database (VdEh) | PlantFacts Database (VdEh) | PlantFacts Database (VdEh) | [7 empty] | Worrell et al. 2010: Energy Efficiency Improvement and Cost Savings Opportunities for the U.S. Iron and Steel Industry, Berkeley | Worrell et al. 2010: Energy Efficiency Improvement and Cost Savings Opportunities for the U.S. Iron and Steel Industry, Berkeley |  | Assumption | Assumption | Worrell et al. 2010: Energy Efficiency Improvement and Cost Savings Opportunities for the U.S. Iron and Steel Industry, Berkeley | Worrell et al. 2010: Energy Efficiency Improvement and Cost Savings Opportunities for the U.S. Iron and Steel Industry, Berkeley | Worrell et al. 2010: Energy Efficiency Improvement and Cost Savings Opportunities for the U.S. Iron and Steel Industry, Berkeley; Siemens Quantum | [8 empty] | Siemens Quantum | Press releases steel manufacturer, BCG2013: Steel's Contribution to a Low-Carbon Europe 2050 |  |  | Press releases steel manufacturer, BCG2013: Steel's Contribution to a Low-Carbon Europe 2050
Denmark | PlantFacts Database (VdEh) | [7 empty] | PlantFacts Database (VdEh) | PlantFacts Database (VdEh) | PlantFacts Database (VdEh) | PlantFacts Database (VdEh) | PlantFacts Database (VdEh) | PlantFacts Database (VdEh) | PlantFacts Database (VdEh) | PlantFacts Database (VdEh) | [7 empty] | Worrell et al. 2010: Energy Efficiency Improvement and Cost Savings Opportunities for the U.S. Iron and Steel Industry, Berkeley | Worrell et al. 2010: Energy Efficiency Improvement and Cost Savings Opportunities for the U.S. Iron and Steel Industry, Berkeley |  | Assumption | Assumption | Worrell et al. 2010: Energy Efficiency Improvement and Cost Savings Opportunities for the U.S. Iron and Steel Industry, Berkeley | Worrell et al. 2010: Energy Efficiency Improvement and Cost Savings Opportunities for the U.S. Iron and Steel Industry, Berkeley | Worrell et al. 2010: Energy Efficiency Improvement and Cost Savings Opportunities for the U.S. Iron and Steel Industry, Berkeley; Siemens Quantum | [8 empty] | Siemens Quantum | Press releases steel manufacturer, BCG2013: Steel's Contribution to a Low-Carbon Europe 2050 |  |  | Press releases steel manufacturer, BCG2013: Steel's Contribution to a Low-Carbon Europe 2050
Estonia | PlantFacts Database (VdEh) | [7 empty] | PlantFacts Database (VdEh) | PlantFacts Database (VdEh) | PlantFacts Database (VdEh) | PlantFacts Database (VdEh) | PlantFacts Database (VdEh) | PlantFacts Database (VdEh) | PlantFacts Database (VdEh) | PlantFacts Database (VdEh) | [7 empty] | Worrell et al. 2010: Energy Efficiency Improvement and Cost Savings Opportunities for the U.S. Iron and Steel Industry, Berkeley | Worrell et al. 2010: Energy Efficiency Improvement and Cost Savings Opportunities for the U.S. Iron and Steel Industry, Berkeley |  | Assumption | Assumption | Worrell et al. 2010: Energy Efficiency Improvement and Cost Savings Opportunities for the U.S. Iron and Steel Industry, Berkeley | Worrell et al. 2010: Energy Efficiency Improvement and Cost Savings Opportunities for the U.S. Iron and Steel Industry, Berkeley | Worrell et al. 2010: Energy Efficiency Improvement and Cost Savings Opportunities for the U.S. Iron and Steel Industry, Berkeley; Siemens Quantum | [8 empty] | Siemens Quantum | Press releases steel manufacturer, BCG2013: Steel's Contribution to a Low-Carbon Europe 2050 |  |  | Press releases steel manufacturer, BCG2013: Steel's Contribution to a Low-Carbon Europe 2050
Finland | PlantFacts Database (VdEh) | [7 empty] | PlantFacts Database (VdEh) | PlantFacts Database (VdEh) | PlantFacts Database (VdEh) | PlantFacts Database (VdEh) | PlantFacts Database (VdEh) | PlantFacts Database (VdEh) | PlantFacts Database (VdEh) | PlantFacts Database (VdEh) | [7 empty] | Worrell et al. 2010: Energy Efficiency Improvement and Cost Savings Opportunities for the U.S. Iron and Steel Industry, Berkeley | Worrell et al. 2010: Energy Efficiency Improvement and Cost Savings Opportunities for the U.S. Iron and Steel Industry, Berkeley |  | Assumption | Assumption | Worrell et al. 2010: Energy Efficiency Improvement and Cost Savings Opportunities for the U.S. Iron and Steel Industry, Berkeley | Worrell et al. 2010: Energy Efficiency Improvement and Cost Savings Opportunities for the U.S. Iron and Steel Industry, Berkeley | Worrell et al. 2010: Energy Efficiency Improvement and Cost Savings Opportunities for the U.S. Iron and Steel Industry, Berkeley; Siemens Quantum | [8 empty] | Siemens Quantum | Press releases steel manufacturer, BCG2013: Steel's Contribution to a Low-Carbon Europe 2050 |  |  | Press releases steel manufacturer, BCG2013: Steel's Contribution to a Low-Carbon Europe 2050
France | PlantFacts Database (VdEh) | [7 empty] | PlantFacts Database (VdEh) | PlantFacts Database (VdEh) | PlantFacts Database (VdEh) | PlantFacts Database (VdEh) | PlantFacts Database (VdEh) | PlantFacts Database (VdEh) | PlantFacts Database (VdEh) | PlantFacts Database (VdEh) | [7 empty] | Worrell et al. 2010: Energy Efficiency Improvement and Cost Savings Opportunities for the U.S. Iron and Steel Industry, Berkeley | Worrell et al. 2010: Energy Efficiency Improvement and Cost Savings Opportunities for the U.S. Iron and Steel Industry, Berkeley |  | Assumption | Assumption | Worrell et al. 2010: Energy Efficiency Improvement and Cost Savings Opportunities for the U.S. Iron and Steel Industry, Berkeley | Worrell et al. 2010: Energy Efficiency Improvement and Cost Savings Opportunities for the U.S. Iron and Steel Industry, Berkeley | Worrell et al. 2010: Energy Efficiency Improvement and Cost Savings Opportunities for the U.S. Iron and Steel Industry, Berkeley; Siemens Quantum | [8 empty] | Siemens Quantum | Press releases steel manufacturer, BCG2013: Steel's Contribution to a Low-Carbon Europe 2050 |  |  | Press releases steel manufacturer, BCG2013: Steel's Contribution to a Low-Carbon Europe 2050
Germany | PlantFacts Database (VdEh) | [7 empty] | PlantFacts Database (VdEh) | PlantFacts Database (VdEh) | PlantFacts Database (VdEh) | PlantFacts Database (VdEh) | PlantFacts Database (VdEh) | PlantFacts Database (VdEh) | PlantFacts Database (VdEh) | PlantFacts Database (VdEh) | [7 empty] | Worrell et al. 2010: Energy Efficiency Improvement and Cost Savings Opportunities for the U.S. Iron and Steel Industry, Berkeley | Worrell et al. 2010: Energy Efficiency Improvement and Cost Savings Opportunities for the U.S. Iron and Steel Industry, Berkeley |  | Assumption | Assumption | Worrell et al. 2010: Energy Efficiency Improvement and Cost Savings Opportunities for the U.S. Iron and Steel Industry, Berkeley | Worrell et al. 2010: Energy Efficiency Improvement and Cost Savings Opportunities for the U.S. Iron and Steel Industry, Berkeley | Worrell et al. 2010: Energy Efficiency Improvement and Cost Savings Opportunities for the U.S. Iron and Steel Industry, Berkeley; Siemens Quantum | [8 empty] | Siemens Quantum | Press releases steel manufacturer, BCG2013: Steel's Contribution to a Low-Carbon Europe 2050 |  |  | Press releases steel manufacturer, BCG2013: Steel's Contribution to a Low-Carbon Europe 2050
Greece | PlantFacts Database (VdEh) | [7 empty] | PlantFacts Database (VdEh) | PlantFacts Database (VdEh) | PlantFacts Database (VdEh) | PlantFacts Database (VdEh) | PlantFacts Database (VdEh) | PlantFacts Database (VdEh) | PlantFacts Database (VdEh) | PlantFacts Database (VdEh) | [7 empty] | Worrell et al. 2010: Energy Efficiency Improvement and Cost Savings Opportunities for the U.S. Iron and Steel Industry, Berkeley | Worrell et al. 2010: Energy Efficiency Improvement and Cost Savings Opportunities for the U.S. Iron and Steel Industry, Berkeley |  | Assumption | Assumption | Worrell et al. 2010: Energy Efficiency Improvement and Cost Savings Opportunities for the U.S. Iron and Steel Industry, Berkeley | Worrell et al. 2010: Energy Efficiency Improvement and Cost Savings Opportunities for the U.S. Iron and Steel Industry, Berkeley | Worrell et al. 2010: Energy Efficiency Improvement and Cost Savings Opportunities for the U.S. Iron and Steel Industry, Berkeley; Siemens Quantum | [8 empty] | Siemens Quantum | Press releases steel manufacturer, BCG2013: Steel's Contribution to a Low-Carbon Europe 2050 |  |  | Press releases steel manufacturer, BCG2013: Steel's Contribution to a Low-Carbon Europe 2050
Hungary | PlantFacts Database (VdEh) | [7 empty] | PlantFacts Database (VdEh) | PlantFacts Database (VdEh) | PlantFacts Database (VdEh) | PlantFacts Database (VdEh) | PlantFacts Database (VdEh) | PlantFacts Database (VdEh) | PlantFacts Database (VdEh) | PlantFacts Database (VdEh) | [7 empty] | Worrell et al. 2010: Energy Efficiency Improvement and Cost Savings Opportunities for the U.S. Iron and Steel Industry, Berkeley | Worrell et al. 2010: Energy Efficiency Improvement and Cost Savings Opportunities for the U.S. Iron and Steel Industry, Berkeley |  | Assumption | Assumption | Worrell et al. 2010: Energy Efficiency Improvement and Cost Savings Opportunities for the U.S. Iron and Steel Industry, Berkeley | Worrell et al. 2010: Energy Efficiency Improvement and Cost Savings Opportunities for the U.S. Iron and Steel Industry, Berkeley | Worrell et al. 2010: Energy Efficiency Improvement and Cost Savings Opportunities for the U.S. Iron and Steel Industry, Berkeley; Siemens Quantum | [8 empty] | Siemens Quantum | Press releases steel manufacturer, BCG2013: Steel's Contribution to a Low-Carbon Europe 2050 |  |  | Press releases steel manufacturer, BCG2013: Steel's Contribution to a Low-Carbon Europe 2050
Ireland | PlantFacts Database (VdEh) | [7 empty] | PlantFacts Database (VdEh) | PlantFacts Database (VdEh) | PlantFacts Database (VdEh) | PlantFacts Database (VdEh) | PlantFacts Database (VdEh) | PlantFacts Database (VdEh) | PlantFacts Database (VdEh) | PlantFacts Database (VdEh) | [7 empty] | Worrell et al. 2010: Energy Efficiency Improvement and Cost Savings Opportunities for the U.S. Iron and Steel Industry, Berkeley | Worrell et al. 2010: Energy Efficiency Improvement and Cost Savings Opportunities for the U.S. Iron and Steel Industry, Berkeley |  | Assumption | Assumption | Worrell et al. 2010: Energy Efficiency Improvement and Cost Savings Opportunities for the U.S. Iron and Steel Industry, Berkeley | Worrell et al. 2010: Energy Efficiency Improvement and Cost Savings Opportunities for the U.S. Iron and Steel Industry, Berkeley | Worrell et al. 2010: Energy Efficiency Improvement and Cost Savings Opportunities for the U.S. Iron and Steel Industry, Berkeley; Siemens Quantum | [8 empty] | Siemens Quantum | Press releases steel manufacturer, BCG2013: Steel's Contribution to a Low-Carbon Europe 2050 |  |  | Press releases steel manufacturer, BCG2013: Steel's Contribution to a Low-Carbon Europe 2050
Italy | PlantFacts Database (VdEh) | [7 empty] | PlantFacts Database (VdEh) | PlantFacts Database (VdEh) | PlantFacts Database (VdEh) | PlantFacts Database (VdEh) | PlantFacts Database (VdEh) | PlantFacts Database (VdEh) | PlantFacts Database (VdEh) | PlantFacts Database (VdEh) | [7 empty] | Worrell et al. 2010: Energy Efficiency Improvement and Cost Savings Opportunities for the U.S. Iron and Steel Industry, Berkeley | Worrell et al. 2010: Energy Efficiency Improvement and Cost Savings Opportunities for the U.S. Iron and Steel Industry, Berkeley |  | Assumption | Assumption | Worrell et al. 2010: Energy Efficiency Improvement and Cost Savings Opportunities for the U.S. Iron and Steel Industry, Berkeley | Worrell et al. 2010: Energy Efficiency Improvement and Cost Savings Opportunities for the U.S. Iron and Steel Industry, Berkeley | Worrell et al. 2010: Energy Efficiency Improvement and Cost Savings Opportunities for the U.S. Iron and Steel Industry, Berkeley; Siemens Quantum | [8 empty] | Siemens Quantum | Press releases steel manufacturer, BCG2013: Steel's Contribution to a Low-Carbon Europe 2050 |  |  | Press releases steel manufacturer, BCG2013: Steel's Contribution to a Low-Carbon Europe 2050
Latvia | PlantFacts Database (VdEh) | [7 empty] | PlantFacts Database (VdEh) | PlantFacts Database (VdEh) | PlantFacts Database (VdEh) | PlantFacts Database (VdEh) | PlantFacts Database (VdEh) | PlantFacts Database (VdEh) | PlantFacts Database (VdEh) | PlantFacts Database (VdEh) | [7 empty] | Worrell et al. 2010: Energy Efficiency Improvement and Cost Savings Opportunities for the U.S. Iron and Steel Industry, Berkeley | Worrell et al. 2010: Energy Efficiency Improvement and Cost Savings Opportunities for the U.S. Iron and Steel Industry, Berkeley |  | Assumption | Assumption | Worrell et al. 2010: Energy Efficiency Improvement and Cost Savings Opportunities for the U.S. Iron and Steel Industry, Berkeley | Worrell et al. 2010: Energy Efficiency Improvement and Cost Savings Opportunities for the U.S. Iron and Steel Industry, Berkeley | Worrell et al. 2010: Energy Efficiency Improvement and Cost Savings Opportunities for the U.S. Iron and Steel Industry, Berkeley; Siemens Quantum | [8 empty] | Siemens Quantum | Press releases steel manufacturer, BCG2013: Steel's Contribution to a Low-Carbon Europe 2050 |  |  | Press releases steel manufacturer, BCG2013: Steel's Contribution to a Low-Carbon Europe 2050
Lithuania | PlantFacts Database (VdEh) | [7 empty] | PlantFacts Database (VdEh) | PlantFacts Database (VdEh) | PlantFacts Database (VdEh) | PlantFacts Database (VdEh) | PlantFacts Database (VdEh) | PlantFacts Database (VdEh) | PlantFacts Database (VdEh) | PlantFacts Database (VdEh) | [7 empty] | Worrell et al. 2010: Energy Efficiency Improvement and Cost Savings Opportunities for the U.S. Iron and Steel Industry, Berkeley | Worrell et al. 2010: Energy Efficiency Improvement and Cost Savings Opportunities for the U.S. Iron and Steel Industry, Berkeley |  | Assumption | Assumption | Worrell et al. 2010: Energy Efficiency Improvement and Cost Savings Opportunities for the U.S. Iron and Steel Industry, Berkeley | Worrell et al. 2010: Energy Efficiency Improvement and Cost Savings Opportunities for the U.S. Iron and Steel Industry, Berkeley | Worrell et al. 2010: Energy Efficiency Improvement and Cost Savings Opportunities for the U.S. Iron and Steel Industry, Berkeley; Siemens Quantum | [8 empty] | Siemens Quantum | Press releases steel manufacturer, BCG2013: Steel's Contribution to a Low-Carbon Europe 2050 |  |  | Press releases steel manufacturer, BCG2013: Steel's Contribution to a Low-Carbon Europe 2050
Luxembourg | PlantFacts Database (VdEh) | [7 empty] | PlantFacts Database (VdEh) | PlantFacts Database (VdEh) | PlantFacts Database (VdEh) | PlantFacts Database (VdEh) | PlantFacts Database (VdEh) | PlantFacts Database (VdEh) | PlantFacts Database (VdEh) | PlantFacts Database (VdEh) | [7 empty] | Worrell et al. 2010: Energy Efficiency Improvement and Cost Savings Opportunities for the U.S. Iron and Steel Industry, Berkeley | Worrell et al. 2010: Energy Efficiency Improvement and Cost Savings Opportunities for the U.S. Iron and Steel Industry, Berkeley |  | Assumption | Assumption | Worrell et al. 2010: Energy Efficiency Improvement and Cost Savings Opportunities for the U.S. Iron and Steel Industry, Berkeley | Worrell et al. 2010: Energy Efficiency Improvement and Cost Savings Opportunities for the U.S. Iron and Steel Industry, Berkeley | Worrell et al. 2010: Energy Efficiency Improvement and Cost Savings Opportunities for the U.S. Iron and Steel Industry, Berkeley; Siemens Quantum | [8 empty] | Siemens Quantum | Press releases steel manufacturer, BCG2013: Steel's Contribution to a Low-Carbon Europe 2050 |  |  | Press releases steel manufacturer, BCG2013: Steel's Contribution to a Low-Carbon Europe 2050
Malta | PlantFacts Database (VdEh) | [7 empty] | PlantFacts Database (VdEh) | PlantFacts Database (VdEh) | PlantFacts Database (VdEh) | PlantFacts Database (VdEh) | PlantFacts Database (VdEh) | PlantFacts Database (VdEh) | PlantFacts Database (VdEh) | PlantFacts Database (VdEh) | [7 empty] | Worrell et al. 2010: Energy Efficiency Improvement and Cost Savings Opportunities for the U.S. Iron and Steel Industry, Berkeley | Worrell et al. 2010: Energy Efficiency Improvement and Cost Savings Opportunities for the U.S. Iron and Steel Industry, Berkeley |  | Assumption | Assumption | Worrell et al. 2010: Energy Efficiency Improvement and Cost Savings Opportunities for the U.S. Iron and Steel Industry, Berkeley | Worrell et al. 2010: Energy Efficiency Improvement and Cost Savings Opportunities for the U.S. Iron and Steel Industry, Berkeley | Worrell et al. 2010: Energy Efficiency Improvement and Cost Savings Opportunities for the U.S. Iron and Steel Industry, Berkeley; Siemens Quantum | [8 empty] | Siemens Quantum | Press releases steel manufacturer, BCG2013: Steel's Contribution to a Low-Carbon Europe 2050 |  |  | Press releases steel manufacturer, BCG2013: Steel's Contribution to a Low-Carbon Europe 2050
Netherlands | PlantFacts Database (VdEh) | [7 empty] | PlantFacts Database (VdEh) | PlantFacts Database (VdEh) | PlantFacts Database (VdEh) | PlantFacts Database (VdEh) | PlantFacts Database (VdEh) | PlantFacts Database (VdEh) | PlantFacts Database (VdEh) | PlantFacts Database (VdEh) | [7 empty] | Worrell et al. 2010: Energy Efficiency Improvement and Cost Savings Opportunities for the U.S. Iron and Steel Industry, Berkeley | Worrell et al. 2010: Energy Efficiency Improvement and Cost Savings Opportunities for the U.S. Iron and Steel Industry, Berkeley |  | Assumption | Assumption | Worrell et al. 2010: Energy Efficiency Improvement and Cost Savings Opportunities for the U.S. Iron and Steel Industry, Berkeley | Worrell et al. 2010: Energy Efficiency Improvement and Cost Savings Opportunities for the U.S. Iron and Steel Industry, Berkeley | Worrell et al. 2010: Energy Efficiency Improvement and Cost Savings Opportunities for the U.S. Iron and Steel Industry, Berkeley; Siemens Quantum | [8 empty] | Siemens Quantum | Press releases steel manufacturer, BCG2013: Steel's Contribution to a Low-Carbon Europe 2050 |  |  | Press releases steel manufacturer, BCG2013: Steel's Contribution to a Low-Carbon Europe 2050
Poland | PlantFacts Database (VdEh) | [7 empty] | PlantFacts Database (VdEh) | PlantFacts Database (VdEh) | PlantFacts Database (VdEh) | PlantFacts Database (VdEh) | PlantFacts Database (VdEh) | PlantFacts Database (VdEh) | PlantFacts Database (VdEh) | PlantFacts Database (VdEh) | [7 empty] | Worrell et al. 2010: Energy Efficiency Improvement and Cost Savings Opportunities for the U.S. Iron and Steel Industry, Berkeley | Worrell et al. 2010: Energy Efficiency Improvement and Cost Savings Opportunities for the U.S. Iron and Steel Industry, Berkeley |  | Assumption | Assumption | Worrell et al. 2010: Energy Efficiency Improvement and Cost Savings Opportunities for the U.S. Iron and Steel Industry, Berkeley | Worrell et al. 2010: Energy Efficiency Improvement and Cost Savings Opportunities for the U.S. Iron and Steel Industry, Berkeley | Worrell et al. 2010: Energy Efficiency Improvement and Cost Savings Opportunities for the U.S. Iron and Steel Industry, Berkeley; Siemens Quantum | [8 empty] | Siemens Quantum | Press releases steel manufacturer, BCG2013: Steel's Contribution to a Low-Carbon Europe 2050 |  |  | Press releases steel manufacturer, BCG2013: Steel's Contribution to a Low-Carbon Europe 2050
Portugal | PlantFacts Database (VdEh) | [7 empty] | PlantFacts Database (VdEh) | PlantFacts Database (VdEh) | PlantFacts Database (VdEh) | PlantFacts Database (VdEh) | PlantFacts Database (VdEh) | PlantFacts Database (VdEh) | PlantFacts Database (VdEh) | PlantFacts Database (VdEh) | [7 empty] | Worrell et al. 2010: Energy Efficiency Improvement and Cost Savings Opportunities for the U.S. Iron and Steel Industry, Berkeley | Worrell et al. 2010: Energy Efficiency Improvement and Cost Savings Opportunities for the U.S. Iron and Steel Industry, Berkeley |  | Assumption | Assumption | Worrell et al. 2010: Energy Efficiency Improvement and Cost Savings Opportunities for the U.S. Iron and Steel Industry, Berkeley | Worrell et al. 2010: Energy Efficiency Improvement and Cost Savings Opportunities for the U.S. Iron and Steel Industry, Berkeley | Worrell et al. 2010: Energy Efficiency Improvement and Cost Savings Opportunities for the U.S. Iron and Steel Industry, Berkeley; Siemens Quantum | [8 empty] | Siemens Quantum | Press releases steel manufacturer, BCG2013: Steel's Contribution to a Low-Carbon Europe 2050 |  |  | Press releases steel manufacturer, BCG2013: Steel's Contribution to a Low-Carbon Europe 2050
Romania | PlantFacts Database (VdEh) | [7 empty] | PlantFacts Database (VdEh) | PlantFacts Database (VdEh) | PlantFacts Database (VdEh) | PlantFacts Database (VdEh) | PlantFacts Database (VdEh) | PlantFacts Database (VdEh) | PlantFacts Database (VdEh) | PlantFacts Database (VdEh) | [7 empty] | Worrell et al. 2010: Energy Efficiency Improvement and Cost Savings Opportunities for the U.S. Iron and Steel Industry, Berkeley | Worrell et al. 2010: Energy Efficiency Improvement and Cost Savings Opportunities for the U.S. Iron and Steel Industry, Berkeley |  | Assumption | Assumption | Worrell et al. 2010: Energy Efficiency Improvement and Cost Savings Opportunities for the U.S. Iron and Steel Industry, Berkeley | Worrell et al. 2010: Energy Efficiency Improvement and Cost Savings Opportunities for the U.S. Iron and Steel Industry, Berkeley | Worrell et al. 2010: Energy Efficiency Improvement and Cost Savings Opportunities for the U.S. Iron and Steel Industry, Berkeley; Siemens Quantum | [8 empty] | Siemens Quantum | Press releases steel manufacturer, BCG2013: Steel's Contribution to a Low-Carbon Europe 2050 |  |  | Press releases steel manufacturer, BCG2013: Steel's Contribution to a Low-Carbon Europe 2050
Slovakia | PlantFacts Database (VdEh) | [7 empty] | PlantFacts Database (VdEh) | PlantFacts Database (VdEh) | PlantFacts Database (VdEh) | PlantFacts Database (VdEh) | PlantFacts Database (VdEh) | PlantFacts Database (VdEh) | PlantFacts Database (VdEh) | PlantFacts Database (VdEh) | [7 empty] | Worrell et al. 2010: Energy Efficiency Improvement and Cost Savings Opportunities for the U.S. Iron and Steel Industry, Berkeley | Worrell et al. 2010: Energy Efficiency Improvement and Cost Savings Opportunities for the U.S. Iron and Steel Industry, Berkeley |  | Assumption | Assumption | Worrell et al. 2010: Energy Efficiency Improvement and Cost Savings Opportunities for the U.S. Iron and Steel Industry, Berkeley | Worrell et al. 2010: Energy Efficiency Improvement and Cost Savings Opportunities for the U.S. Iron and Steel Industry, Berkeley | Worrell et al. 2010: Energy Efficiency Improvement and Cost Savings Opportunities for the U.S. Iron and Steel Industry, Berkeley; Siemens Quantum | [8 empty] | Siemens Quantum | Press releases steel manufacturer, BCG2013: Steel's Contribution to a Low-Carbon Europe 2050 |  |  | Press releases steel manufacturer, BCG2013: Steel's Contribution to a Low-Carbon Europe 2050
Slovenia | PlantFacts Database (VdEh) | [7 empty] | PlantFacts Database (VdEh) | PlantFacts Database (VdEh) | PlantFacts Database (VdEh) | PlantFacts Database (VdEh) | PlantFacts Database (VdEh) | PlantFacts Database (VdEh) | PlantFacts Database (VdEh) | PlantFacts Database (VdEh) | [7 empty] | Worrell et al. 2010: Energy Efficiency Improvement and Cost Savings Opportunities for the U.S. Iron and Steel Industry, Berkeley | Worrell et al. 2010: Energy Efficiency Improvement and Cost Savings Opportunities for the U.S. Iron and Steel Industry, Berkeley |  | Assumption | Assumption | Worrell et al. 2010: Energy Efficiency Improvement and Cost Savings Opportunities for the U.S. Iron and Steel Industry, Berkeley | Worrell et al. 2010: Energy Efficiency Improvement and Cost Savings Opportunities for the U.S. Iron and Steel Industry, Berkeley | Worrell et al. 2010: Energy Efficiency Improvement and Cost Savings Opportunities for the U.S. Iron and Steel Industry, Berkeley; Siemens Quantum | [8 empty] | Siemens Quantum | Press releases steel manufacturer, BCG2013: Steel's Contribution to a Low-Carbon Europe 2050 |  |  | Press releases steel manufacturer, BCG2013: Steel's Contribution to a Low-Carbon Europe 2050
Spain | PlantFacts Database (VdEh) | [7 empty] | PlantFacts Database (VdEh) | PlantFacts Database (VdEh) | PlantFacts Database (VdEh) | PlantFacts Database (VdEh) | PlantFacts Database (VdEh) | PlantFacts Database (VdEh) | PlantFacts Database (VdEh) | PlantFacts Database (VdEh) | [7 empty] | Worrell et al. 2010: Energy Efficiency Improvement and Cost Savings Opportunities for the U.S. Iron and Steel Industry, Berkeley | Worrell et al. 2010: Energy Efficiency Improvement and Cost Savings Opportunities for the U.S. Iron and Steel Industry, Berkeley |  | Assumption | Assumption | Worrell et al. 2010: Energy Efficiency Improvement and Cost Savings Opportunities for the U.S. Iron and Steel Industry, Berkeley | Worrell et al. 2010: Energy Efficiency Improvement and Cost Savings Opportunities for the U.S. Iron and Steel Industry, Berkeley | Worrell et al. 2010: Energy Efficiency Improvement and Cost Savings Opportunities for the U.S. Iron and Steel Industry, Berkeley; Siemens Quantum | [8 empty] | Siemens Quantum | Press releases steel manufacturer, BCG2013: Steel's Contribution to a Low-Carbon Europe 2050 |  |  | Press releases steel manufacturer, BCG2013: Steel's Contribution to a Low-Carbon Europe 2050
Sweden | PlantFacts Database (VdEh) | [7 empty] | PlantFacts Database (VdEh) | PlantFacts Database (VdEh) | PlantFacts Database (VdEh) | PlantFacts Database (VdEh) | PlantFacts Database (VdEh) | PlantFacts Database (VdEh) | PlantFacts Database (VdEh) | PlantFacts Database (VdEh) | [7 empty] | Worrell et al. 2010: Energy Efficiency Improvement and Cost Savings Opportunities for the U.S. Iron and Steel Industry, Berkeley | Worrell et al. 2010: Energy Efficiency Improvement and Cost Savings Opportunities for the U.S. Iron and Steel Industry, Berkeley |  | Assumption | Assumption | Worrell et al. 2010: Energy Efficiency Improvement and Cost Savings Opportunities for the U.S. Iron and Steel Industry, Berkeley | Worrell et al. 2010: Energy Efficiency Improvement and Cost Savings Opportunities for the U.S. Iron and Steel Industry, Berkeley | Worrell et al. 2010: Energy Efficiency Improvement and Cost Savings Opportunities for the U.S. Iron and Steel Industry, Berkeley; Siemens Quantum | [8 empty] | Siemens Quantum | Press releases steel manufacturer, BCG2013: Steel's Contribution to a Low-Carbon Europe 2050 |  |  | Press releases steel manufacturer, BCG2013: Steel's Contribution to a Low-Carbon Europe 2050
United Kingdom | PlantFacts Database (VdEh) | [7 empty] | PlantFacts Database (VdEh) | PlantFacts Database (VdEh) | PlantFacts Database (VdEh) | PlantFacts Database (VdEh) | PlantFacts Database (VdEh) | PlantFacts Database (VdEh) | PlantFacts Database (VdEh) | PlantFacts Database (VdEh) | [7 empty] | Worrell et al. 2010: Energy Efficiency Improvement and Cost Savings Opportunities for the U.S. Iron and Steel Industry, Berkeley | Worrell et al. 2010: Energy Efficiency Improvement and Cost Savings Opportunities for the U.S. Iron and Steel Industry, Berkeley |  | Assumption | Assumption | Worrell et al. 2010: Energy Efficiency Improvement and Cost Savings Opportunities for the U.S. Iron and Steel Industry, Berkeley | Worrell et al. 2010: Energy Efficiency Improvement and Cost Savings Opportunities for the U.S. Iron and Steel Industry, Berkeley | Worrell et al. 2010: Energy Efficiency Improvement and Cost Savings Opportunities for the U.S. Iron and Steel Industry, Berkeley; Siemens Quantum | [8 empty] | Siemens Quantum | Press releases steel manufacturer, BCG2013: Steel's Contribution to a Low-Carbon Europe 2050 |  |  | Press releases steel manufacturer, BCG2013: Steel's Contribution to a Low-Carbon Europe 2050
Norway | PlantFacts Database (VdEh) | [7 empty] | PlantFacts Database (VdEh) | PlantFacts Database (VdEh) | PlantFacts Database (VdEh) | PlantFacts Database (VdEh) | PlantFacts Database (VdEh) | PlantFacts Database (VdEh) | PlantFacts Database (VdEh) | PlantFacts Database (VdEh) | [7 empty] | Worrell et al. 2010: Energy Efficiency Improvement and Cost Savings Opportunities for the U.S. Iron and Steel Industry, Berkeley | Worrell et al. 2010: Energy Efficiency Improvement and Cost Savings Opportunities for the U.S. Iron and Steel Industry, Berkeley |  | Assumption | Assumption | Worrell et al. 2010: Energy Efficiency Improvement and Cost Savings Opportunities for the U.S. Iron and Steel Industry, Berkeley | Worrell et al. 2010: Energy Efficiency Improvement and Cost Savings Opportunities for the U.S. Iron and Steel Industry, Berkeley | Worrell et al. 2010: Energy Efficiency Improvement and Cost Savings Opportunities for the U.S. Iron and Steel Industry, Berkeley; Siemens Quantum | [8 empty] | Siemens Quantum | Press releases steel manufacturer, BCG2013: Steel's Contribution to a Low-Carbon Europe 2050 |  |  | Press releases steel manufacturer, BCG2013: Steel's Contribution to a Low-Carbon Europe 2050
Switzerland | PlantFacts Database (VdEh) | [7 empty] | PlantFacts Database (VdEh) | PlantFacts Database (VdEh) | PlantFacts Database (VdEh) | PlantFacts Database (VdEh) | PlantFacts Database (VdEh) | PlantFacts Database (VdEh) | PlantFacts Database (VdEh) | PlantFacts Database (VdEh) | [7 empty] | Worrell et al. 2010: Energy Efficiency Improvement and Cost Savings Opportunities for the U.S. Iron and Steel Industry, Berkeley | Worrell et al. 2010: Energy Efficiency Improvement and Cost Savings Opportunities for the U.S. Iron and Steel Industry, Berkeley |  | Assumption | Assumption | Worrell et al. 2010: Energy Efficiency Improvement and Cost Savings Opportunities for the U.S. Iron and Steel Industry, Berkeley | Worrell et al. 2010: Energy Efficiency Improvement and Cost Savings Opportunities for the U.S. Iron and Steel Industry, Berkeley | Worrell et al. 2010: Energy Efficiency Improvement and Cost Savings Opportunities for the U.S. Iron and Steel Industry, Berkeley; Siemens Quantum | [8 empty] | Siemens Quantum | Press releases steel manufacturer, BCG2013: Steel's Contribution to a Low-Carbon Europe 2050 |  |  | Press releases steel manufacturer, BCG2013: Steel's Contribution to a Low-Carbon Europe 2050
Iceland | PlantFacts Database (VdEh) | [7 empty] | PlantFacts Database (VdEh) | PlantFacts Database (VdEh) | PlantFacts Database (VdEh) | PlantFacts Database (VdEh) | PlantFacts Database (VdEh) | PlantFacts Database (VdEh) | PlantFacts Database (VdEh) | PlantFacts Database (VdEh) | [7 empty] | Worrell et al. 2010: Energy Efficiency Improvement and Cost Savings Opportunities for the U.S. Iron and Steel Industry, Berkeley | Worrell et al. 2010: Energy Efficiency Improvement and Cost Savings Opportunities for the U.S. Iron and Steel Industry, Berkeley |  | Assumption | Assumption | Worrell et al. 2010: Energy Efficiency Improvement and Cost Savings Opportunities for the U.S. Iron and Steel Industry, Berkeley | Worrell et al. 2010: Energy Efficiency Improvement and Cost Savings Opportunities for the U.S. Iron and Steel Industry, Berkeley | Worrell et al. 2010: Energy Efficiency Improvement and Cost Savings Opportunities for the U.S. Iron and Steel Industry, Berkeley; Siemens Quantum | [8 empty] | Siemens Quantum | Press releases steel manufacturer, BCG2013: Steel's Contribution to a Low-Carbon Europe 2050 |  |  | Press releases steel manufacturer, BCG2013: Steel's Contribution to a Low-Carbon Europe 2050
Note on Y3: Tobias Fleiter: Refers to average SEC in entire technology stock

## Clinker kiln
Clinker kiln
| Technology stock data for 2012 | [22 empty] | Techno-economic data
| Capacity [Mt/yr] | Installed thermal capacity in [Mt/yr] |  |  |  |  | Age distribution [share of total stock in %] |  |  |  |  | Quantity | Quantity |  |  |  |  | Quantity |  |  | Specific energy consumption [GJ/t] | Thermal efficiency [%] | Electrical efficiency (CHP) [%] | Calculatory lifetime [a] | Technical lifetime [a] | Type of fuel [-] | Specific energy consumption [GJ/t] | Thermal efficiency [%] | Thermal efficiency [%] | [6 empty] | Electrical efficiency (CHP) [%] | Saving options/ efficiency development [%] | Specific investment cost 2013 [€2013/t clinker] | Specific investment cost 2020 [€2013/t clinker] | Specific investment cost 2030 [€2013/t clinker] | Annual O&M cost (in % of Invest) | Annual O&M cost (in % of Invest) |  |  |  |  | Sold units 2012 [n] | Sold units 2013 [n] | Maximum temperature level [°C] | Steam temperature [°C] | Steam pressure [bar] | Minimum capacitiy of one unit [Mt/yr] | Maximum capacitiy of one unit [Mt/yr]
|  | Total | [10 empty] | Total |  |  |  |  | Total
|  | dry | semidry | wet | semiwet | combination | dry | semidry | wet | semiwet | combination |  | dry | semidry | wet | semiwet | combination | < 1Mt/yr | 1 - 3 Mt/yr | > 3Mt/yr | [8 empty] | <25 kW | 25 - 50 kW | 51 - 250 kW | 251 - 1000 kW | 1001 - 4999 kW | 5k - 25k kW | >25k kW | [6 empty] | dry | semidry | wet | semiwet | combination
Austria | 3.9005 | confidential | confidential | confidential | confidential | confidential | n.a. | n.a. | n.a. | n.a. | n.a. | 10 | 8 | 2 | 0 | 0 | 0 | 3.9005 | - | - | 3.7074 | 50-70 | not applicable | 15 | 35 | Biomass, coal | 3.3 | 72% | [7 empty] | - | 9.091% | 167.7341 | 151.6957 | 137.1909 | 10% | [10 empty] | 0.14393 | 0.32498
Belgium | 4.3744 | confidential | confidential | confidential | confidential | confidential | n.a. | n.a. | n.a. | n.a. | n.a. | 7 | 4 | 0 | 3 | 0 | 0 | 0.77843 | 3.596 | - | 4.0992 | 50-70 | not applicable | 15 | 35 | Biomass, coal | 3.3 | 72% | [7 empty] | - | 9.091% | 169.6547 | 153.4327 | 138.7618 | 10% | [10 empty] | 0.44777 | 0.52201
Bulgaria | 3.6613 | confidential | confidential | confidential | confidential | confidential | n.a. | n.a. | n.a. | n.a. | n.a. | 11 | 3 | 0 | 8 | 0 | 0 | 1.2285 | 2.4329 | - | 4.35 | 50-70 | not applicable | 15 | 35 | Biomass, coal | 3.3 | 72% | [7 empty] | - | 9.091% | 143.2462 | 129.5493 | 117.1621 | 10% | [10 empty] | 0.22883 | 0.48996
Croatia | 0.67557 | confidential | confidential | confidential | confidential | confidential | n.a. | n.a. | n.a. | n.a. | n.a. | 2 | 2 | 0 | 0 | 0 | 0 | 2.4417 | - | - | 3.7 | 50-70 | not applicable | 15 | 35 | Biomass, coal | 3.3 | 72% | [7 empty] | - | 9.091% | 153.6496 | 138.9579 | 125.671 | 10% | [10 empty] | 0.11236 | 0.14802
Cyprus | 2.4417 | confidential | confidential | confidential | confidential | confidential | n.a. | n.a. | n.a. | n.a. | n.a. | 5 | 5 | 0 | 0 | 0 | 0 | 0.7 | - | - | 3.7 | 50-70 | not applicable | 15 | 35 | Biomass, coal | 3.3 | 72% | [7 empty] | - | 9.091% | 160.8519 | 145.4716 | 131.5619 | 10% | [10 empty] | 0.45339 | 0.48835
Czech Republic | 3.5196 | confidential | confidential | confidential | confidential | confidential | n.a. | n.a. | n.a. | n.a. | n.a. | 7 | 7 | 0 | 0 | 0 | 0 | 3.5196 | - | - | 3.7 | 50-70 | not applicable | 15 | 35 | Biomass, coal | 3.3 | 72% | [7 empty] | - | 9.091% | 149.6483 | 135.3392 | 122.3984 | 10% | [10 empty] | 0.33708 | 0.5028
Denmark | 2.3171 | confidential | confidential | confidential | confidential | confidential | n.a. | n.a. | n.a. | n.a. | n.a. | 7 | 0 | 7 | 0 | 0 | 0 | - | 2.3171 | - | 3.8 | 50-70 | not applicable | 15 | 35 | Biomass, coal | 3.3 | 72% | [7 empty] | - | 9.091% | 196.5434 | 177.7503 | 160.7542 | 10% | [10 empty] | 0.25566 | 0.33101
Estonia | 0.72 | confidential | confidential | confidential | confidential | confidential | n.a. | n.a. | n.a. | n.a. | n.a. | 2 | 0 | 0 | 2 | 0 | 0 | 0.72 | - | - | 5 | 50-70 | not applicable | 15 | 35 | Biomass, coal | 3.3 | 72% | [7 empty] | - | 9.091% | 151.5689 | 137.0762 | 123.9692 | 10% | [10 empty] | 0.288 | 0.36
Finland | 1.1972 | confidential | confidential | confidential | confidential | confidential | n.a. | n.a. | n.a. | n.a. | n.a. | 3 | 3 | 0 | 0 | 0 | 0 | 1.1972 | - | - | 3.7 | 50-70 | not applicable | 15 | 35 | Biomass, coal | 3.3 | 72% | [7 empty] | - | 9.091% | 185.8199 | 168.0522 | 151.9834 | 10% | [10 empty] | 0.30821 | 0.39905
France | 19.2156 | confidential | confidential | confidential | confidential | confidential | n.a. | n.a. | n.a. | n.a. | n.a. | 37 | 19 | 15 | 2 | 1 | 0 | 13.5894 | 5.6262 | - | 3.795 | 50-70 | not applicable | 15 | 35 | Biomass, coal | 3.3 | 72% | [7 empty] | - | 9.091% | 158.7712 | 143.5898 | 129.8601 | 10% | [10 empty] | 0.29508 | 0.61542
Germany | 22.6619 | confidential | confidential | confidential | confidential | confidential | n.a. | n.a. | n.a. | n.a. | n.a. | 43 | 40 | 2 | 1 | 0 | 0 | 14.8781 | 7.7839 | - | 3.8054 | 50-70 | not applicable | 15 | 35 | Biomass, coal | 3.3 | 72% | [7 empty] | - | 9.091% | 158.6112 | 143.4451 | 129.7292 | 10% | [10 empty] | 0.49265 | 0.86167
Greece | 8.9382 | confidential | confidential | confidential | confidential | confidential | n.a. | n.a. | n.a. | n.a. | n.a. | 15 | 15 | 0 | 0 | 0 | 0 | 0.46982 | 5.8583 | 2.6101 | 3.7 | 50-70 | not applicable | 15 | 35 | Biomass, coal | 3.3 | 72% | [7 empty] | - | 9.091% | 172.8558 | 156.3276 | 141.3799 | 10% | [10 empty] | 0.34563 | 0.59588
Hungary | 3.3383 | confidential | confidential | confidential | confidential | confidential | n.a. | n.a. | n.a. | n.a. | n.a. | 7 | 7 | 0 | 0 | 0 | 0 | 2.3066 | 1.0317 | - | 3.7 | 50-70 | not applicable | 15 | 35 | Biomass, coal | 3.3 | 72% | [7 empty] | - | 9.091% | 144.3666 | 130.5625 | 118.0784 | 10% | [10 empty] | 0.28549 | 0.38741
Ireland | 6.1192 | confidential | confidential | confidential | confidential | confidential | n.a. | n.a. | n.a. | n.a. | n.a. | 5 | 5 | 0 | 0 | 0 | 0 | 0.86518 | 2.2809 | 2.9731 | 3.7 | 50-70 | not applicable | 15 | 35 | Biomass, coal | 3.3 | 72% | [7 empty] | - | 9.091% | 169.1746 | 152.9984 | 138.3691 | 10% | [10 empty] | 0.96258 | 1.2238
Italy | 38.4615 | confidential | confidential | confidential | confidential | confidential | n.a. | n.a. | n.a. | n.a. | n.a. | 70 | 43 | 23 | 4 | 0 | 0 | 26.1679 | 12.2936 | - | 3.7873 | 50-70 | not applicable | 15 | 35 | Biomass, coal | 3.3 | 72% | [7 empty] | - | 9.091% | 160.6918 | 145.3268 | 131.431 | 10% | [10 empty] | 0.26789 | 0.32677
Latvia | 2.0442 | confidential | confidential | confidential | confidential | confidential | n.a. | n.a. | n.a. | n.a. | n.a. | 2 | 1 | 0 | 1 | 0 | 0 | - | 2.0442 | - | 4.2 | 50-70 | not applicable | 15 | 35 | Biomass, coal | 3.3 | 72% | [7 empty] | - | 9.091% | 160.2117 | 144.8926 | 131.0382 | 10% | [10 empty] | 1.0221 | 1.0714
Lithuania | 0.91832 | confidential | confidential | confidential | confidential | confidential | n.a. | n.a. | n.a. | n.a. | n.a. | 2 | 0 | 0 | 2 | 0 | 0 | 0.91832 | - | - | 5 | 50-70 | not applicable | 15 | 35 | Biomass, coal | 3.3 | 72% | [7 empty] | - | 9.091% | 150.6086 | 136.2077 | 123.1838 | 10% | [10 empty] | 0.35138 | 0.45916
Luxembourg | 0.75818 | confidential | confidential | confidential | confidential | confidential | n.a. | n.a. | n.a. | n.a. | n.a. | 1 | 1 | 0 | 0 | 0 | 0 | 0.75818 | - | - | 3.7 | 50-70 | not applicable | 15 | 35 | Biomass, coal | 3.3 | 72% | [7 empty] | - | 9.091% | 163.8929 | 148.2218 | 134.0491 | 10% | [10 empty] | 0.57484 | 0.75818
Malta | 0 | confidential | confidential | confidential | confidential | confidential | n.a. | n.a. | n.a. | n.a. | n.a. | 0 | 0 | 0 | 0 | 0 | 0 | 0 | - | - | 0 | 50-70 | not applicable | 15 | 35 | Biomass, coal | 3.3 | 72% | [7 empty] | - | 9.091% | 165.8135 | 149.9587 | 135.62 | 10% | [10 empty] | 0 | 0
Netherlands | 0.38553 | confidential | confidential | confidential | confidential | confidential | n.a. | n.a. | n.a. | n.a. | n.a. | 1 | 1 | 0 | 0 | 0 | 0 | 0.38553 | - | - | 3.7 | 50-70 | not applicable | 15 | 35 | Biomass, coal | 3.3 | 72% | [7 empty] | - | 9.091% | 161.0119 | 145.6163 | 131.6928 | 10% | [10 empty] | 0.13512 | 0.38553
Poland | 12.686 | confidential | confidential | confidential | confidential | confidential | n.a. | n.a. | n.a. | n.a. | n.a. | 26 | 17 | 0 | 9 | 0 | 0 | 1.768 | 6.6868 | 4.2312 | 3.8045 | 50-70 | not applicable | 15 | 35 | Biomass, coal | 3.3 | 72% | [7 empty] | - | 9.091% | 145.807 | 131.8653 | 119.2566 | 10% | [10 empty] | 0.11334 | 0.5185
Portugal | 10.9323 | confidential | confidential | confidential | confidential | confidential | n.a. | n.a. | n.a. | n.a. | n.a. | 11 | 11 | 0 | 0 | 0 | 0 | 1.5576 | 9.3746 | - | 3.7 | 50-70 | not applicable | 15 | 35 | Biomass, coal | 3.3 | 72% | [7 empty] | - | 9.091% | 168.3743 | 152.2747 | 137.7145 | 10% | [10 empty] | 0.95558 | 0.99384
Romania | 8.1182 | confidential | confidential | confidential | confidential | confidential | n.a. | n.a. | n.a. | n.a. | n.a. | 14 | 11 | 0 | 3 | 0 | 0 | 5.2577 | 2.8605 | - | 3.8334 | 50-70 | not applicable | 15 | 35 | Biomass, coal | 3.3 | 72% | [7 empty] | - | 9.091% | 182.4589 | 165.0125 | 149.2344 | 10% | [10 empty] | 0.059409 | 0.50534
Slovakia | 2.4137 | confidential | confidential | confidential | confidential | confidential | n.a. | n.a. | n.a. | n.a. | n.a. | 8 | 5 | 0 | 3 | 0 | 0 | 1.3232 | 1.0905 | - | 3.837 | 50-70 | not applicable | 15 | 35 | Biomass, coal | 3.3 | 72% | [7 empty] | - | 9.091% | 162.7725 | 147.2085 | 133.1328 | 10% | [10 empty] | 0.084817 | 0.31395
Slovenia | 1.2303 | confidential | confidential | confidential | confidential | confidential | n.a. | n.a. | n.a. | n.a. | n.a. | 2 | 2 | 0 | 0 | 0 | 0 | 1.2303 | - | - | 3.7 | 50-70 | not applicable | 15 | 35 | Biomass, coal | 3.3 | 72% | [7 empty] | - | 9.091% | 149.1681 | 134.905 | 122.0056 | 10% | [10 empty] | 0.49793 | 0.61517
Spain | 50.6092 | confidential | confidential | confidential | confidential | confidential | n.a. | n.a. | n.a. | n.a. | n.a. | 62 | 54 | 5 | 3 | 0 | 0 | 18.4777 | 32.1315 | - | 3.7327 | 50-70 | not applicable | 15 | 35 | Biomass, coal | 3.3 | 72% | [7 empty] | - | 9.091% | 154.93 | 140.1159 | 126.7183 | 10% | [10 empty] | 0.17828 | 0.83579
Sweden | 2.0968 | confidential | confidential | confidential | confidential | confidential | n.a. | n.a. | n.a. | n.a. | n.a. | 5 | 5 | 0 | 0 | 0 | 0 | 0.67455 | 1.4223 | - | 3.7 | 50-70 | not applicable | 15 | 35 | Biomass, coal | 3.3 | 72% | [7 empty] | - | 9.091% | 176.857 | 159.9463 | 144.6526 | 10% | [10 empty] | 0.34082 | 0.41936
United Kingdom | 8.7998 | confidential | confidential | confidential | confidential | confidential | n.a. | n.a. | n.a. | n.a. | n.a. | 15 | 11 | 3 | 0 | 1 | 0 | 5.6021 | 3.1977 | - | 3.7362 | 50-70 | not applicable | 15 | 35 | Biomass, coal | 3.3 | 72% | [7 empty] | - | 9.091% | 0 | 0 | 0 | 10% | [10 empty] | 0.34428 | 0.88755
Total EU-28 | 222.5346 | 169.5375 | 15.6322 | 8.8834 | 1.4125 | 11.4486 | n.a. | n.a. | n.a. | n.a. | n.a. | 380 | 280 | 57 | 41 | 2 | 0 | 110.7161 | 102.0285 | 9.8144 | 3.7891 | 50-70 | not applicable | 15 | 35 | Biomass, coal | 3.3 | 72% | 0 | 0 | 0 | 0 | #DIV/0! | #REF! | #REF! | 0 | 9.091% | 153.8505 | 139.1396 | 125.8354 | 10% | 0 | 0 | 0 | 0 | #DIV/0! | 0 | 0 |  |  |  | 0.4195 | 0.48134
Norway | 1.5654 | confidential | confidential | confidential | confidential | confidential | n.a. | n.a. | n.a. | n.a. | n.a. | 3 | 3 | 0 | 0 | 0 | 0 | 0.45314 | 1.1123 | - | 3.7 | 50-70 | not applicable | 15 | 35 | Biomass, coal, electricity | 3.3 | 72% | [7 empty] | 0 | 9.091% | 202.6254 | 183.2507 | 165.7287 | 10% | [10 empty] | 0.5218 | 0.5218
Switzerland | 2.4973 | confidential | confidential | confidential | confidential | confidential | n.a. | n.a. | n.a. | n.a. | n.a. | 7 | 6 | 1 | 0 | 0 | 0 | 2.4973 | - | - | 3.7076 | 50-70 | not applicable | 15 | 35 | Biomass, coal, electricity | 3.3 | 72% | [7 empty] | 0 | 9.091% | 191.7418 | 173.4079 | 156.827 | 10% | [10 empty] | 0.18977 | 0.18977
Iceland | 0 | confidential | confidential | confidential | confidential | confidential | n.a. | n.a. | n.a. | n.a. | n.a. | 0 | 0 | 0 | 0 | 0 | 0 | - | - | - | 0 | 0% | not applicable | 0 | 0 | Biomass, coal, electricity | 0 | - | [7 empty] | #DIV/0! |  | - | - | - | - | [10 empty] | 0 | 0
Total | 226.5974 | 173.4105 | 15.822 | 8.8834 | 1.4125 | 11.4486 | n.a. | n.a. | n.a. | n.a. | n.a. | 390 | 289 | 58 | 41 | 2 | 0 | 113.6666 | 103.1408 | 9.8144 |  |  | not applicable | 15 | 35 |  | 3.3 | - | 0 | 0 | 0 | 0 | #DIV/0! | #REF! | #REF! | #DIV/0! | 9.091% |  |  |  | 10% | 0 | 0 | 0 | 0 | #DIV/0! | 0 | 0
Sources
| Capacity [GW] | Installed thermal capacity [MW] |  |  |  |  | Age distribution [share of total stock in %] |  |  |  |  | Quantity [1000] | Quantity | [7 empty] | Specific energy consumption [GJ/t] | Thermal efficiency [%] | Electrical efficiency (CHP) [%] | Calculatory lifetime [a] | Technical lifetime [a] | Type of fuel [-] | Specific energy consumption [GJ/t] | Thermal efficiency [%] | Thermal efficiency [%] | [6 empty] | Electrical efficiency (CHP) [%] | Saving options/ efficiency development [%] | Specific investment cost 2013 [€2013] | Specific investment cost 2020 [€2013] | Specific investment cost 2030 [€2013] | Annual O&M cost (in % of Invest) | Annual O&M cost (in % of Invest) |  |  |  |  | Sold units 2012 [n] | Sold units 2013 [n] | Maximum temperature level [°C] | Steam temperature [°C] | Steam pressure [bar] | Minimum capacitiy of one unit [kW] | Maximum capacitiy of one unit [kW]
|  | Total | [10 empty] | Total
|  | dry | semidry | wet | semiwet | combination | dry | semidry | wet | semiwet | combination |  | dry | semidry | wet | semiwet | combination | [11 empty] | <25 kW | 25 - 50 kW | 51 - 250 kW | 251 - 1000 kW | 1001 - 4999 kW | 5k - 25k kW | >25k kW | [6 empty] | dry | semidry | wet | semiwet | combination
Austria | Global Cement Directory 2013; Odyssee, 2015 | Global Cement Directory 2013; Odyssee, 2015 | Global Cement Directory 2013; Odyssee, 2015 | Global Cement Directory 2013; Odyssee, 2015 | Global Cement Directory 2013; Odyssee, 2015 | Global Cement Directory 2013; Odyssee, 2015 | [5 empty] | Global Cement Directory 2013 | Global Cement Directory 2013 | Global Cement Directory 2013 | Global Cement Directory 2013 | Global Cement Directory 2013 | Global Cement Directory 2013 |  |  |  | Cembureau, 2014; Odyssee, 2015, estimations | VDZ (2014) |  | Estimation | Brunke and Blesl, 2014; CSI and WBCSD, 2009; Wen et al., 2015 |  | Cembureau, 2014; Odyssee, 2015, estimations, Cement Sustainability Initiative (CSI), World Business Council for Sustainable Development (WBCSD): Development of State of the Art-Techniques in Cement Manufacturing: Trying to Look Ahead, Duesseldorf, Geneva, 2009. | VDZ (2014) | [8 empty] | IEA, 2009; CSI and WBCSD, 2009; European Commission, 2010 | Eurostat (Purchasing Power Parities), CSI and WBCSD, 2009 | Eurostat (Purchasing Power Parities), CSI and WBCSD, 2009 | Eurostat (Purchasing Power Parities), CSI and WBCSD, 2009 | Estimation | [10 empty] | Global Cement Directory 2013 | Global Cement Directory 2013
Belgium | Global Cement Directory 2013; Odyssee, 2015 | Global Cement Directory 2013; Odyssee, 2015 | Global Cement Directory 2013; Odyssee, 2015 | Global Cement Directory 2013; Odyssee, 2015 | Global Cement Directory 2013; Odyssee, 2015 | Global Cement Directory 2013; Odyssee, 2015 | [5 empty] | Global Cement Directory 2013 | Global Cement Directory 2013 | Global Cement Directory 2013 | Global Cement Directory 2013 | Global Cement Directory 2013 | Global Cement Directory 2013 |  |  |  | Cembureau, 2014; Odyssee, 2015, estimations | VDZ (2014) |  | Estimation | Brunke and Blesl, 2014; CSI and WBCSD, 2009; Wen et al., 2015 |  | Cembureau, 2014; Odyssee, 2015, estimations, Cement Sustainability Initiative (CSI), World Business Council for Sustainable Development (WBCSD): Development of State of the Art-Techniques in Cement Manufacturing: Trying to Look Ahead, Duesseldorf, Geneva, 2009. | VDZ (2014) | [8 empty] | IEA, 2009; CSI and WBCSD, 2009; European Commission, 2010 | Eurostat (Purchasing Power Parities), CSI and WBCSD, 2009 | Eurostat (Purchasing Power Parities), CSI and WBCSD, 2009 | Eurostat (Purchasing Power Parities), CSI and WBCSD, 2009 | Estimation | [10 empty] | Global Cement Directory 2013 | Global Cement Directory 2013
Bulgaria | Global Cement Directory 2013; Odyssee, 2015 | Global Cement Directory 2013; Odyssee, 2015 | Global Cement Directory 2013; Odyssee, 2015 | Global Cement Directory 2013; Odyssee, 2015 | Global Cement Directory 2013; Odyssee, 2015 | Global Cement Directory 2013; Odyssee, 2015 | [5 empty] | Global Cement Directory 2013 | Global Cement Directory 2013 | Global Cement Directory 2013 | Global Cement Directory 2013 | Global Cement Directory 2013 | Global Cement Directory 2013 |  |  |  | Cembureau, 2014; Odyssee, 2015, estimations | VDZ (2014) |  | Estimation | Brunke and Blesl, 2014; CSI and WBCSD, 2009; Wen et al., 2015 |  | Cembureau, 2014; Odyssee, 2015, estimations, Cement Sustainability Initiative (CSI), World Business Council for Sustainable Development (WBCSD): Development of State of the Art-Techniques in Cement Manufacturing: Trying to Look Ahead, Duesseldorf, Geneva, 2009. | VDZ (2014) | [8 empty] | IEA, 2009; CSI and WBCSD, 2009; European Commission, 2010 | Eurostat (Purchasing Power Parities), CSI and WBCSD, 2009 | Eurostat (Purchasing Power Parities), CSI and WBCSD, 2009 | Eurostat (Purchasing Power Parities), CSI and WBCSD, 2009 | Estimation | [10 empty] | Global Cement Directory 2013 | Global Cement Directory 2013
Croatia | Global Cement Directory 2013; Odyssee, 2015 | Global Cement Directory 2013; Odyssee, 2015 | Global Cement Directory 2013; Odyssee, 2015 | Global Cement Directory 2013; Odyssee, 2015 | Global Cement Directory 2013; Odyssee, 2015 | Global Cement Directory 2013; Odyssee, 2015 | [5 empty] | Global Cement Directory 2013 | Global Cement Directory 2013 | Global Cement Directory 2013 | Global Cement Directory 2013 | Global Cement Directory 2013 | Global Cement Directory 2013 |  |  |  | Cembureau, 2014; Odyssee, 2015, estimations | VDZ (2014) |  | Estimation | Brunke and Blesl, 2014; CSI and WBCSD, 2009; Wen et al., 2015 |  | Cembureau, 2014; Odyssee, 2015, estimations, Cement Sustainability Initiative (CSI), World Business Council for Sustainable Development (WBCSD): Development of State of the Art-Techniques in Cement Manufacturing: Trying to Look Ahead, Duesseldorf, Geneva, 2009. | VDZ (2014) | [8 empty] | IEA, 2009; CSI and WBCSD, 2009; European Commission, 2010 | Eurostat (Purchasing Power Parities), CSI and WBCSD, 2009 | Eurostat (Purchasing Power Parities), CSI and WBCSD, 2009 | Eurostat (Purchasing Power Parities), CSI and WBCSD, 2009 | Estimation | [10 empty] | Global Cement Directory 2013 | Global Cement Directory 2013
Cyprus | Global Cement Directory 2013; Odyssee, 2015 | Global Cement Directory 2013; Odyssee, 2015 | Global Cement Directory 2013; Odyssee, 2015 | Global Cement Directory 2013; Odyssee, 2015 | Global Cement Directory 2013; Odyssee, 2015 | Global Cement Directory 2013; Odyssee, 2015 | [5 empty] | Global Cement Directory 2013 | Global Cement Directory 2013 | Global Cement Directory 2013 | Global Cement Directory 2013 | Global Cement Directory 2013 | Global Cement Directory 2013 |  |  |  | Cembureau, 2014; Odyssee, 2015, estimations | VDZ (2014) |  | Estimation | Brunke and Blesl, 2014; CSI and WBCSD, 2009; Wen et al., 2015 |  | Cembureau, 2014; Odyssee, 2015, estimations, Cement Sustainability Initiative (CSI), World Business Council for Sustainable Development (WBCSD): Development of State of the Art-Techniques in Cement Manufacturing: Trying to Look Ahead, Duesseldorf, Geneva, 2009. | VDZ (2014) | [8 empty] | IEA, 2009; CSI and WBCSD, 2009; European Commission, 2010 | Eurostat (Purchasing Power Parities), CSI and WBCSD, 2009 | Eurostat (Purchasing Power Parities), CSI and WBCSD, 2009 | Eurostat (Purchasing Power Parities), CSI and WBCSD, 2009 | Estimation | [10 empty] | Global Cement Directory 2013 | Global Cement Directory 2013
Czech Republic | Global Cement Directory 2013; Odyssee, 2015 | Global Cement Directory 2013; Odyssee, 2015 | Global Cement Directory 2013; Odyssee, 2015 | Global Cement Directory 2013; Odyssee, 2015 | Global Cement Directory 2013; Odyssee, 2015 | Global Cement Directory 2013; Odyssee, 2015 | [5 empty] | Global Cement Directory 2013 | Global Cement Directory 2013 | Global Cement Directory 2013 | Global Cement Directory 2013 | Global Cement Directory 2013 | Global Cement Directory 2013 |  |  |  | Cembureau, 2014; Odyssee, 2015, estimations | VDZ (2014) |  | Estimation | Brunke and Blesl, 2014; CSI and WBCSD, 2009; Wen et al., 2015 |  | Cembureau, 2014; Odyssee, 2015, estimations, Cement Sustainability Initiative (CSI), World Business Council for Sustainable Development (WBCSD): Development of State of the Art-Techniques in Cement Manufacturing: Trying to Look Ahead, Duesseldorf, Geneva, 2009. | VDZ (2014) | [8 empty] | IEA, 2009; CSI and WBCSD, 2009; European Commission, 2010 | Eurostat (Purchasing Power Parities), CSI and WBCSD, 2009 | Eurostat (Purchasing Power Parities), CSI and WBCSD, 2009 | Eurostat (Purchasing Power Parities), CSI and WBCSD, 2009 | Estimation | [10 empty] | Global Cement Directory 2013 | Global Cement Directory 2013
Denmark | Global Cement Directory 2013; Odyssee, 2015 | Global Cement Directory 2013; Odyssee, 2015 | Global Cement Directory 2013; Odyssee, 2015 | Global Cement Directory 2013; Odyssee, 2015 | Global Cement Directory 2013; Odyssee, 2015 | Global Cement Directory 2013; Odyssee, 2015 | [5 empty] | Global Cement Directory 2013 | Global Cement Directory 2013 | Global Cement Directory 2013 | Global Cement Directory 2013 | Global Cement Directory 2013 | Global Cement Directory 2013 |  |  |  | Cembureau, 2014; Odyssee, 2015, estimations | VDZ (2014) |  | Estimation | Brunke and Blesl, 2014; CSI and WBCSD, 2009; Wen et al., 2015 |  | Cembureau, 2014; Odyssee, 2015, estimations, Cement Sustainability Initiative (CSI), World Business Council for Sustainable Development (WBCSD): Development of State of the Art-Techniques in Cement Manufacturing: Trying to Look Ahead, Duesseldorf, Geneva, 2009. | VDZ (2014) | [8 empty] | IEA, 2009; CSI and WBCSD, 2009; European Commission, 2010 | Eurostat (Purchasing Power Parities), CSI and WBCSD, 2009 | Eurostat (Purchasing Power Parities), CSI and WBCSD, 2009 | Eurostat (Purchasing Power Parities), CSI and WBCSD, 2009 | Estimation | [10 empty] | Global Cement Directory 2013 | Global Cement Directory 2013
Estonia | Global Cement Directory 2013; Odyssee, 2015 | Global Cement Directory 2013; Odyssee, 2015 | Global Cement Directory 2013; Odyssee, 2015 | Global Cement Directory 2013; Odyssee, 2015 | Global Cement Directory 2013; Odyssee, 2015 | Global Cement Directory 2013; Odyssee, 2015 | [5 empty] | Global Cement Directory 2013 | Global Cement Directory 2013 | Global Cement Directory 2013 | Global Cement Directory 2013 | Global Cement Directory 2013 | Global Cement Directory 2013 |  |  |  | Cembureau, 2014; Odyssee, 2015, estimations | VDZ (2014) |  | Estimation | Brunke and Blesl, 2014; CSI and WBCSD, 2009; Wen et al., 2015 |  | Cembureau, 2014; Odyssee, 2015, estimations, Cement Sustainability Initiative (CSI), World Business Council for Sustainable Development (WBCSD): Development of State of the Art-Techniques in Cement Manufacturing: Trying to Look Ahead, Duesseldorf, Geneva, 2009. | VDZ (2014) | [8 empty] | IEA, 2009; CSI and WBCSD, 2009; European Commission, 2010 | Eurostat (Purchasing Power Parities), CSI and WBCSD, 2009 | Eurostat (Purchasing Power Parities), CSI and WBCSD, 2009 | Eurostat (Purchasing Power Parities), CSI and WBCSD, 2009 | Estimation | [10 empty] | Global Cement Directory 2013 | Global Cement Directory 2013
Finland | Global Cement Directory 2013; Odyssee, 2015 | Global Cement Directory 2013; Odyssee, 2015 | Global Cement Directory 2013; Odyssee, 2015 | Global Cement Directory 2013; Odyssee, 2015 | Global Cement Directory 2013; Odyssee, 2015 | Global Cement Directory 2013; Odyssee, 2015 | [5 empty] | Global Cement Directory 2013 | Global Cement Directory 2013 | Global Cement Directory 2013 | Global Cement Directory 2013 | Global Cement Directory 2013 | Global Cement Directory 2013 |  |  |  | Cembureau, 2014; Odyssee, 2015, estimations | VDZ (2014) |  | Estimation | Brunke and Blesl, 2014; CSI and WBCSD, 2009; Wen et al., 2015 |  | Cembureau, 2014; Odyssee, 2015, estimations, Cement Sustainability Initiative (CSI), World Business Council for Sustainable Development (WBCSD): Development of State of the Art-Techniques in Cement Manufacturing: Trying to Look Ahead, Duesseldorf, Geneva, 2009. | VDZ (2014) | [8 empty] | IEA, 2009; CSI and WBCSD, 2009; European Commission, 2010 | Eurostat (Purchasing Power Parities), CSI and WBCSD, 2009 | Eurostat (Purchasing Power Parities), CSI and WBCSD, 2009 | Eurostat (Purchasing Power Parities), CSI and WBCSD, 2009 | Estimation | [10 empty] | Global Cement Directory 2013 | Global Cement Directory 2013
France | Global Cement Directory 2013; Odyssee, 2015 | Global Cement Directory 2013; Odyssee, 2015 | Global Cement Directory 2013; Odyssee, 2015 | Global Cement Directory 2013; Odyssee, 2015 | Global Cement Directory 2013; Odyssee, 2015 | Global Cement Directory 2013; Odyssee, 2015 | [5 empty] | Global Cement Directory 2013 | Global Cement Directory 2013 | Global Cement Directory 2013 | Global Cement Directory 2013 | Global Cement Directory 2013 | Global Cement Directory 2013 |  |  |  | Cembureau, 2014; Odyssee, 2015, estimations | VDZ (2014) |  | Estimation | Brunke and Blesl, 2014; CSI and WBCSD, 2009; Wen et al., 2015 |  | Cembureau, 2014; Odyssee, 2015, estimations, Cement Sustainability Initiative (CSI), World Business Council for Sustainable Development (WBCSD): Development of State of the Art-Techniques in Cement Manufacturing: Trying to Look Ahead, Duesseldorf, Geneva, 2009. | VDZ (2014) | [8 empty] | IEA, 2009; CSI and WBCSD, 2009; European Commission, 2010 | Eurostat (Purchasing Power Parities), CSI and WBCSD, 2009 | Eurostat (Purchasing Power Parities), CSI and WBCSD, 2009 | Eurostat (Purchasing Power Parities), CSI and WBCSD, 2009 | Estimation | [10 empty] | Global Cement Directory 2013 | Global Cement Directory 2013
Germany | Global Cement Directory 2013; Odyssee, 2015 | Global Cement Directory 2013; Odyssee, 2015 | Global Cement Directory 2013; Odyssee, 2015 | Global Cement Directory 2013; Odyssee, 2015 | Global Cement Directory 2013; Odyssee, 2015 | Global Cement Directory 2013; Odyssee, 2015 | [5 empty] | Global Cement Directory 2013 | Global Cement Directory 2013 | Global Cement Directory 2013 | Global Cement Directory 2013 | Global Cement Directory 2013 | Global Cement Directory 2013 |  |  |  | Cembureau, 2014; Odyssee, 2015, estimations | VDZ (2014) |  | Estimation | Brunke and Blesl, 2014; CSI and WBCSD, 2009; Wen et al., 2015 |  | Cembureau, 2014; Odyssee, 2015, estimations, Cement Sustainability Initiative (CSI), World Business Council for Sustainable Development (WBCSD): Development of State of the Art-Techniques in Cement Manufacturing: Trying to Look Ahead, Duesseldorf, Geneva, 2009. | VDZ (2014) | [8 empty] | IEA, 2009; CSI and WBCSD, 2009; European Commission, 2010 | Eurostat (Purchasing Power Parities), CSI and WBCSD, 2009 | Eurostat (Purchasing Power Parities), CSI and WBCSD, 2009 | Eurostat (Purchasing Power Parities), CSI and WBCSD, 2009 | Estimation | [10 empty] | Global Cement Directory 2013 | Global Cement Directory 2013
Greece | Global Cement Directory 2013; Odyssee, 2015 | Global Cement Directory 2013; Odyssee, 2015 | Global Cement Directory 2013; Odyssee, 2015 | Global Cement Directory 2013; Odyssee, 2015 | Global Cement Directory 2013; Odyssee, 2015 | Global Cement Directory 2013; Odyssee, 2015 | [5 empty] | Global Cement Directory 2013 | Global Cement Directory 2013 | Global Cement Directory 2013 | Global Cement Directory 2013 | Global Cement Directory 2013 | Global Cement Directory 2013 |  |  |  | Cembureau, 2014; Odyssee, 2015, estimations | VDZ (2014) |  | Estimation | Brunke and Blesl, 2014; CSI and WBCSD, 2009; Wen et al., 2015 |  | Cembureau, 2014; Odyssee, 2015, estimations, Cement Sustainability Initiative (CSI), World Business Council for Sustainable Development (WBCSD): Development of State of the Art-Techniques in Cement Manufacturing: Trying to Look Ahead, Duesseldorf, Geneva, 2009. | VDZ (2014) | [8 empty] | IEA, 2009; CSI and WBCSD, 2009; European Commission, 2010 | Eurostat (Purchasing Power Parities), CSI and WBCSD, 2009 | Eurostat (Purchasing Power Parities), CSI and WBCSD, 2009 | Eurostat (Purchasing Power Parities), CSI and WBCSD, 2009 | Estimation | [10 empty] | Global Cement Directory 2013 | Global Cement Directory 2013
Hungary | Global Cement Directory 2013; Odyssee, 2015 | Global Cement Directory 2013; Odyssee, 2015 | Global Cement Directory 2013; Odyssee, 2015 | Global Cement Directory 2013; Odyssee, 2015 | Global Cement Directory 2013; Odyssee, 2015 | Global Cement Directory 2013; Odyssee, 2015 | [5 empty] | Global Cement Directory 2013 | Global Cement Directory 2013 | Global Cement Directory 2013 | Global Cement Directory 2013 | Global Cement Directory 2013 | Global Cement Directory 2013 |  |  |  | Cembureau, 2014; Odyssee, 2015, estimations | VDZ (2014) |  | Estimation | Brunke and Blesl, 2014; CSI and WBCSD, 2009; Wen et al., 2015 |  | Cembureau, 2014; Odyssee, 2015, estimations, Cement Sustainability Initiative (CSI), World Business Council for Sustainable Development (WBCSD): Development of State of the Art-Techniques in Cement Manufacturing: Trying to Look Ahead, Duesseldorf, Geneva, 2009. | VDZ (2014) | [8 empty] | IEA, 2009; CSI and WBCSD, 2009; European Commission, 2010 | Eurostat (Purchasing Power Parities), CSI and WBCSD, 2009 | Eurostat (Purchasing Power Parities), CSI and WBCSD, 2009 | Eurostat (Purchasing Power Parities), CSI and WBCSD, 2009 | Estimation | [10 empty] | Global Cement Directory 2013 | Global Cement Directory 2013
Ireland | Global Cement Directory 2013; Odyssee, 2015 | Global Cement Directory 2013; Odyssee, 2015 | Global Cement Directory 2013; Odyssee, 2015 | Global Cement Directory 2013; Odyssee, 2015 | Global Cement Directory 2013; Odyssee, 2015 | Global Cement Directory 2013; Odyssee, 2015 | [5 empty] | Global Cement Directory 2013 | Global Cement Directory 2013 | Global Cement Directory 2013 | Global Cement Directory 2013 | Global Cement Directory 2013 | Global Cement Directory 2013 |  |  |  | Cembureau, 2014; Odyssee, 2015, estimations | VDZ (2014) |  | Estimation | Brunke and Blesl, 2014; CSI and WBCSD, 2009; Wen et al., 2015 |  | Cembureau, 2014; Odyssee, 2015, estimations, Cement Sustainability Initiative (CSI), World Business Council for Sustainable Development (WBCSD): Development of State of the Art-Techniques in Cement Manufacturing: Trying to Look Ahead, Duesseldorf, Geneva, 2009. | VDZ (2014) | [8 empty] | IEA, 2009; CSI and WBCSD, 2009; European Commission, 2010 | Eurostat (Purchasing Power Parities), CSI and WBCSD, 2009 | Eurostat (Purchasing Power Parities), CSI and WBCSD, 2009 | Eurostat (Purchasing Power Parities), CSI and WBCSD, 2009 | Estimation | [10 empty] | Global Cement Directory 2013 | Global Cement Directory 2013
Italy | Global Cement Directory 2013; Odyssee, 2015 | Global Cement Directory 2013; Odyssee, 2015 | Global Cement Directory 2013; Odyssee, 2015 | Global Cement Directory 2013; Odyssee, 2015 | Global Cement Directory 2013; Odyssee, 2015 | Global Cement Directory 2013; Odyssee, 2015 | [5 empty] | Global Cement Directory 2013 | Global Cement Directory 2013 | Global Cement Directory 2013 | Global Cement Directory 2013 | Global Cement Directory 2013 | Global Cement Directory 2013 |  |  |  | Cembureau, 2014; Odyssee, 2015, estimations | VDZ (2014) |  | Estimation | Brunke and Blesl, 2014; CSI and WBCSD, 2009; Wen et al., 2015 |  | Cembureau, 2014; Odyssee, 2015, estimations, Cement Sustainability Initiative (CSI), World Business Council for Sustainable Development (WBCSD): Development of State of the Art-Techniques in Cement Manufacturing: Trying to Look Ahead, Duesseldorf, Geneva, 2009. | VDZ (2014) | [8 empty] | IEA, 2009; CSI and WBCSD, 2009; European Commission, 2010 | Eurostat (Purchasing Power Parities), CSI and WBCSD, 2009 | Eurostat (Purchasing Power Parities), CSI and WBCSD, 2009 | Eurostat (Purchasing Power Parities), CSI and WBCSD, 2009 | Estimation | [10 empty] | Global Cement Directory 2013 | Global Cement Directory 2013
Latvia | Global Cement Directory 2013; Odyssee, 2015 | Global Cement Directory 2013; Odyssee, 2015 | Global Cement Directory 2013; Odyssee, 2015 | Global Cement Directory 2013; Odyssee, 2015 | Global Cement Directory 2013; Odyssee, 2015 | Global Cement Directory 2013; Odyssee, 2015 | [5 empty] | Global Cement Directory 2013 | Global Cement Directory 2013 | Global Cement Directory 2013 | Global Cement Directory 2013 | Global Cement Directory 2013 | Global Cement Directory 2013 |  |  |  | Cembureau, 2014; Odyssee, 2015, estimations | VDZ (2014) |  | Estimation | Brunke and Blesl, 2014; CSI and WBCSD, 2009; Wen et al., 2015 |  | Cembureau, 2014; Odyssee, 2015, estimations, Cement Sustainability Initiative (CSI), World Business Council for Sustainable Development (WBCSD): Development of State of the Art-Techniques in Cement Manufacturing: Trying to Look Ahead, Duesseldorf, Geneva, 2009. | VDZ (2014) | [8 empty] | IEA, 2009; CSI and WBCSD, 2009; European Commission, 2010 | Eurostat (Purchasing Power Parities), CSI and WBCSD, 2009 | Eurostat (Purchasing Power Parities), CSI and WBCSD, 2009 | Eurostat (Purchasing Power Parities), CSI and WBCSD, 2009 | Estimation | [10 empty] | Global Cement Directory 2013 | Global Cement Directory 2013
Lithuania | Global Cement Directory 2013; Odyssee, 2015 | Global Cement Directory 2013; Odyssee, 2015 | Global Cement Directory 2013; Odyssee, 2015 | Global Cement Directory 2013; Odyssee, 2015 | Global Cement Directory 2013; Odyssee, 2015 | Global Cement Directory 2013; Odyssee, 2015 | [5 empty] | Global Cement Directory 2013 | Global Cement Directory 2013 | Global Cement Directory 2013 | Global Cement Directory 2013 | Global Cement Directory 2013 | Global Cement Directory 2013 |  |  |  | Cembureau, 2014; Odyssee, 2015, estimations | VDZ (2014) |  | Estimation | Brunke and Blesl, 2014; CSI and WBCSD, 2009; Wen et al., 2015 |  | Cembureau, 2014; Odyssee, 2015, estimations, Cement Sustainability Initiative (CSI), World Business Council for Sustainable Development (WBCSD): Development of State of the Art-Techniques in Cement Manufacturing: Trying to Look Ahead, Duesseldorf, Geneva, 2009. | VDZ (2014) | [8 empty] | IEA, 2009; CSI and WBCSD, 2009; European Commission, 2010 | Eurostat (Purchasing Power Parities), CSI and WBCSD, 2009 | Eurostat (Purchasing Power Parities), CSI and WBCSD, 2009 | Eurostat (Purchasing Power Parities), CSI and WBCSD, 2009 | Estimation | [10 empty] | Global Cement Directory 2013 | Global Cement Directory 2013
Luxembourg | Global Cement Directory 2013; Odyssee, 2015 | Global Cement Directory 2013; Odyssee, 2015 | Global Cement Directory 2013; Odyssee, 2015 | Global Cement Directory 2013; Odyssee, 2015 | Global Cement Directory 2013; Odyssee, 2015 | Global Cement Directory 2013; Odyssee, 2015 | [5 empty] | Global Cement Directory 2013 | Global Cement Directory 2013 | Global Cement Directory 2013 | Global Cement Directory 2013 | Global Cement Directory 2013 | Global Cement Directory 2013 |  |  |  | Cembureau, 2014; Odyssee, 2015, estimations | VDZ (2014) |  | Estimation | Brunke and Blesl, 2014; CSI and WBCSD, 2009; Wen et al., 2015 |  | Cembureau, 2014; Odyssee, 2015, estimations, Cement Sustainability Initiative (CSI), World Business Council for Sustainable Development (WBCSD): Development of State of the Art-Techniques in Cement Manufacturing: Trying to Look Ahead, Duesseldorf, Geneva, 2009. | VDZ (2014) | [8 empty] | IEA, 2009; CSI and WBCSD, 2009; European Commission, 2010 | Eurostat (Purchasing Power Parities), CSI and WBCSD, 2009 | Eurostat (Purchasing Power Parities), CSI and WBCSD, 2009 | Eurostat (Purchasing Power Parities), CSI and WBCSD, 2009 | Estimation | [10 empty] | Global Cement Directory 2013 | Global Cement Directory 2013
Malta | Global Cement Directory 2013; Odyssee, 2015 | Global Cement Directory 2013; Odyssee, 2015 | Global Cement Directory 2013; Odyssee, 2015 | Global Cement Directory 2013; Odyssee, 2015 | Global Cement Directory 2013; Odyssee, 2015 | Global Cement Directory 2013; Odyssee, 2015 | [5 empty] | Global Cement Directory 2013 | Global Cement Directory 2013 | Global Cement Directory 2013 | Global Cement Directory 2013 | Global Cement Directory 2013 | Global Cement Directory 2013 |  |  |  | Cembureau, 2014; Odyssee, 2015, estimations | VDZ (2014) |  | Estimation | Brunke and Blesl, 2014; CSI and WBCSD, 2009; Wen et al., 2015 |  | Cembureau, 2014; Odyssee, 2015, estimations, Cement Sustainability Initiative (CSI), World Business Council for Sustainable Development (WBCSD): Development of State of the Art-Techniques in Cement Manufacturing: Trying to Look Ahead, Duesseldorf, Geneva, 2009. | VDZ (2014) | [8 empty] | IEA, 2009; CSI and WBCSD, 2009; European Commission, 2010 | Eurostat (Purchasing Power Parities), CSI and WBCSD, 2009 | Eurostat (Purchasing Power Parities), CSI and WBCSD, 2009 | Eurostat (Purchasing Power Parities), CSI and WBCSD, 2009 | Estimation | [10 empty] | Global Cement Directory 2013 | Global Cement Directory 2013
Netherlands | Global Cement Directory 2013; Odyssee, 2015 | Global Cement Directory 2013; Odyssee, 2015 | Global Cement Directory 2013; Odyssee, 2015 | Global Cement Directory 2013; Odyssee, 2015 | Global Cement Directory 2013; Odyssee, 2015 | Global Cement Directory 2013; Odyssee, 2015 | [5 empty] | Global Cement Directory 2013 | Global Cement Directory 2013 | Global Cement Directory 2013 | Global Cement Directory 2013 | Global Cement Directory 2013 | Global Cement Directory 2013 |  |  |  | Cembureau, 2014; Odyssee, 2015, estimations | VDZ (2014) |  | Estimation | Brunke and Blesl, 2014; CSI and WBCSD, 2009; Wen et al., 2015 |  | Cembureau, 2014; Odyssee, 2015, estimations, Cement Sustainability Initiative (CSI), World Business Council for Sustainable Development (WBCSD): Development of State of the Art-Techniques in Cement Manufacturing: Trying to Look Ahead, Duesseldorf, Geneva, 2009. | VDZ (2014) | [8 empty] | IEA, 2009; CSI and WBCSD, 2009; European Commission, 2010 | Eurostat (Purchasing Power Parities), CSI and WBCSD, 2009 | Eurostat (Purchasing Power Parities), CSI and WBCSD, 2009 | Eurostat (Purchasing Power Parities), CSI and WBCSD, 2009 | Estimation | [10 empty] | Global Cement Directory 2013 | Global Cement Directory 2013
Poland | Global Cement Directory 2013; Odyssee, 2015 | Global Cement Directory 2013; Odyssee, 2015 | Global Cement Directory 2013; Odyssee, 2015 | Global Cement Directory 2013; Odyssee, 2015 | Global Cement Directory 2013; Odyssee, 2015 | Global Cement Directory 2013; Odyssee, 2015 | [5 empty] | Global Cement Directory 2013 | Global Cement Directory 2013 | Global Cement Directory 2013 | Global Cement Directory 2013 | Global Cement Directory 2013 | Global Cement Directory 2013 |  |  |  | Cembureau, 2014; Odyssee, 2015, estimations | VDZ (2014) |  | Estimation | Brunke and Blesl, 2014; CSI and WBCSD, 2009; Wen et al., 2015 |  | Cembureau, 2014; Odyssee, 2015, estimations, Cement Sustainability Initiative (CSI), World Business Council for Sustainable Development (WBCSD): Development of State of the Art-Techniques in Cement Manufacturing: Trying to Look Ahead, Duesseldorf, Geneva, 2009. | VDZ (2014) | [8 empty] | IEA, 2009; CSI and WBCSD, 2009; European Commission, 2010 | Eurostat (Purchasing Power Parities), CSI and WBCSD, 2009 | Eurostat (Purchasing Power Parities), CSI and WBCSD, 2009 | Eurostat (Purchasing Power Parities), CSI and WBCSD, 2009 | Estimation | [10 empty] | Global Cement Directory 2013 | Global Cement Directory 2013
Portugal | Global Cement Directory 2013; Odyssee, 2015 | Global Cement Directory 2013; Odyssee, 2015 | Global Cement Directory 2013; Odyssee, 2015 | Global Cement Directory 2013; Odyssee, 2015 | Global Cement Directory 2013; Odyssee, 2015 | Global Cement Directory 2013; Odyssee, 2015 | [5 empty] | Global Cement Directory 2013 | Global Cement Directory 2013 | Global Cement Directory 2013 | Global Cement Directory 2013 | Global Cement Directory 2013 | Global Cement Directory 2013 |  |  |  | Cembureau, 2014; Odyssee, 2015, estimations | VDZ (2014) |  | Estimation | Brunke and Blesl, 2014; CSI and WBCSD, 2009; Wen et al., 2015 |  | Cembureau, 2014; Odyssee, 2015, estimations, Cement Sustainability Initiative (CSI), World Business Council for Sustainable Development (WBCSD): Development of State of the Art-Techniques in Cement Manufacturing: Trying to Look Ahead, Duesseldorf, Geneva, 2009. | VDZ (2014) | [8 empty] | IEA, 2009; CSI and WBCSD, 2009; European Commission, 2010 | Eurostat (Purchasing Power Parities), CSI and WBCSD, 2009 | Eurostat (Purchasing Power Parities), CSI and WBCSD, 2009 | Eurostat (Purchasing Power Parities), CSI and WBCSD, 2009 | Estimation | [10 empty] | Global Cement Directory 2013 | Global Cement Directory 2013
Romania | Global Cement Directory 2013; Odyssee, 2015 | Global Cement Directory 2013; Odyssee, 2015 | Global Cement Directory 2013; Odyssee, 2015 | Global Cement Directory 2013; Odyssee, 2015 | Global Cement Directory 2013; Odyssee, 2015 | Global Cement Directory 2013; Odyssee, 2015 | [5 empty] | Global Cement Directory 2013 | Global Cement Directory 2013 | Global Cement Directory 2013 | Global Cement Directory 2013 | Global Cement Directory 2013 | Global Cement Directory 2013 |  |  |  | Cembureau, 2014; Odyssee, 2015, estimations | VDZ (2014) |  | Estimation | Brunke and Blesl, 2014; CSI and WBCSD, 2009; Wen et al., 2015 |  | Cembureau, 2014; Odyssee, 2015, estimations, Cement Sustainability Initiative (CSI), World Business Council for Sustainable Development (WBCSD): Development of State of the Art-Techniques in Cement Manufacturing: Trying to Look Ahead, Duesseldorf, Geneva, 2009. | VDZ (2014) | [8 empty] | IEA, 2009; CSI and WBCSD, 2009; European Commission, 2010 | Eurostat (Purchasing Power Parities), CSI and WBCSD, 2009 | Eurostat (Purchasing Power Parities), CSI and WBCSD, 2009 | Eurostat (Purchasing Power Parities), CSI and WBCSD, 2009 | Estimation | [10 empty] | Global Cement Directory 2013 | Global Cement Directory 2013
Slovakia | Global Cement Directory 2013; Odyssee, 2015 | Global Cement Directory 2013; Odyssee, 2015 | Global Cement Directory 2013; Odyssee, 2015 | Global Cement Directory 2013; Odyssee, 2015 | Global Cement Directory 2013; Odyssee, 2015 | Global Cement Directory 2013; Odyssee, 2015 | [5 empty] | Global Cement Directory 2013 | Global Cement Directory 2013 | Global Cement Directory 2013 | Global Cement Directory 2013 | Global Cement Directory 2013 | Global Cement Directory 2013 |  |  |  | Cembureau, 2014; Odyssee, 2015, estimations | VDZ (2014) |  | Estimation | Brunke and Blesl, 2014; CSI and WBCSD, 2009; Wen et al., 2015 |  | Cembureau, 2014; Odyssee, 2015, estimations, Cement Sustainability Initiative (CSI), World Business Council for Sustainable Development (WBCSD): Development of State of the Art-Techniques in Cement Manufacturing: Trying to Look Ahead, Duesseldorf, Geneva, 2009. | VDZ (2014) | [8 empty] | IEA, 2009; CSI and WBCSD, 2009; European Commission, 2010 | Eurostat (Purchasing Power Parities), CSI and WBCSD, 2009 | Eurostat (Purchasing Power Parities), CSI and WBCSD, 2009 | Eurostat (Purchasing Power Parities), CSI and WBCSD, 2009 | Estimation | [10 empty] | Global Cement Directory 2013 | Global Cement Directory 2013
Slovenia | Global Cement Directory 2013; Odyssee, 2015 | Global Cement Directory 2013; Odyssee, 2015 | Global Cement Directory 2013; Odyssee, 2015 | Global Cement Directory 2013; Odyssee, 2015 | Global Cement Directory 2013; Odyssee, 2015 | Global Cement Directory 2013; Odyssee, 2015 | [5 empty] | Global Cement Directory 2013 | Global Cement Directory 2013 | Global Cement Directory 2013 | Global Cement Directory 2013 | Global Cement Directory 2013 | Global Cement Directory 2013 |  |  |  | Cembureau, 2014; Odyssee, 2015, estimations | VDZ (2014) |  | Estimation | Brunke and Blesl, 2014; CSI and WBCSD, 2009; Wen et al., 2015 |  | Cembureau, 2014; Odyssee, 2015, estimations, Cement Sustainability Initiative (CSI), World Business Council for Sustainable Development (WBCSD): Development of State of the Art-Techniques in Cement Manufacturing: Trying to Look Ahead, Duesseldorf, Geneva, 2009. | VDZ (2014) | [8 empty] | IEA, 2009; CSI and WBCSD, 2009; European Commission, 2010 | Eurostat (Purchasing Power Parities), CSI and WBCSD, 2009 | Eurostat (Purchasing Power Parities), CSI and WBCSD, 2009 | Eurostat (Purchasing Power Parities), CSI and WBCSD, 2009 | Estimation | [10 empty] | Global Cement Directory 2013 | Global Cement Directory 2013
Spain | Global Cement Directory 2013; Odyssee, 2015 | Global Cement Directory 2013; Odyssee, 2015 | Global Cement Directory 2013; Odyssee, 2015 | Global Cement Directory 2013; Odyssee, 2015 | Global Cement Directory 2013; Odyssee, 2015 | Global Cement Directory 2013; Odyssee, 2015 | [5 empty] | Global Cement Directory 2013 | Global Cement Directory 2013 | Global Cement Directory 2013 | Global Cement Directory 2013 | Global Cement Directory 2013 | Global Cement Directory 2013 |  |  |  | Cembureau, 2014; Odyssee, 2015, estimations | VDZ (2014) |  | Estimation | Brunke and Blesl, 2014; CSI and WBCSD, 2009; Wen et al., 2015 |  | Cembureau, 2014; Odyssee, 2015, estimations, Cement Sustainability Initiative (CSI), World Business Council for Sustainable Development (WBCSD): Development of State of the Art-Techniques in Cement Manufacturing: Trying to Look Ahead, Duesseldorf, Geneva, 2009. | VDZ (2014) | [8 empty] | IEA, 2009; CSI and WBCSD, 2009; European Commission, 2010 | Eurostat (Purchasing Power Parities), CSI and WBCSD, 2009 | Eurostat (Purchasing Power Parities), CSI and WBCSD, 2009 | Eurostat (Purchasing Power Parities), CSI and WBCSD, 2009 | Estimation | [10 empty] | Global Cement Directory 2013 | Global Cement Directory 2013
Sweden | Global Cement Directory 2013; Odyssee, 2015 | Global Cement Directory 2013; Odyssee, 2015 | Global Cement Directory 2013; Odyssee, 2015 | Global Cement Directory 2013; Odyssee, 2015 | Global Cement Directory 2013; Odyssee, 2015 | Global Cement Directory 2013; Odyssee, 2015 | [5 empty] | Global Cement Directory 2013 | Global Cement Directory 2013 | Global Cement Directory 2013 | Global Cement Directory 2013 | Global Cement Directory 2013 | Global Cement Directory 2013 |  |  |  | Cembureau, 2014; Odyssee, 2015, estimations | VDZ (2014) |  | Estimation | Brunke and Blesl, 2014; CSI and WBCSD, 2009; Wen et al., 2015 |  | Cembureau, 2014; Odyssee, 2015, estimations, Cement Sustainability Initiative (CSI), World Business Council for Sustainable Development (WBCSD): Development of State of the Art-Techniques in Cement Manufacturing: Trying to Look Ahead, Duesseldorf, Geneva, 2009. | VDZ (2014) | [8 empty] | IEA, 2009; CSI and WBCSD, 2009; European Commission, 2010 | Eurostat (Purchasing Power Parities), CSI and WBCSD, 2009 | Eurostat (Purchasing Power Parities), CSI and WBCSD, 2009 | Eurostat (Purchasing Power Parities), CSI and WBCSD, 2009 | Estimation | [10 empty] | Global Cement Directory 2013 | Global Cement Directory 2013
United Kingdom | Global Cement Directory 2013; Odyssee, 2015 | Global Cement Directory 2013; Odyssee, 2015 | Global Cement Directory 2013; Odyssee, 2015 | Global Cement Directory 2013; Odyssee, 2015 | Global Cement Directory 2013; Odyssee, 2015 | Global Cement Directory 2013; Odyssee, 2015 | [5 empty] | Global Cement Directory 2013 | Global Cement Directory 2013 | Global Cement Directory 2013 | Global Cement Directory 2013 | Global Cement Directory 2013 | Global Cement Directory 2013 |  |  |  | Cembureau, 2014; Odyssee, 2015, estimations | VDZ (2014) |  | Estimation | Brunke and Blesl, 2014; CSI and WBCSD, 2009; Wen et al., 2015 |  | Cembureau, 2014; Odyssee, 2015, estimations, Cement Sustainability Initiative (CSI), World Business Council for Sustainable Development (WBCSD): Development of State of the Art-Techniques in Cement Manufacturing: Trying to Look Ahead, Duesseldorf, Geneva, 2009. | VDZ (2014) | [8 empty] | IEA, 2009; CSI and WBCSD, 2009; European Commission, 2010 | Eurostat (Purchasing Power Parities), CSI and WBCSD, 2009 | Eurostat (Purchasing Power Parities), CSI and WBCSD, 2009 | Eurostat (Purchasing Power Parities), CSI and WBCSD, 2009 | Estimation | [10 empty] | Global Cement Directory 2013 | Global Cement Directory 2013
Norway | Global Cement Directory 2013; Odyssee, 2015 | Global Cement Directory 2013; Odyssee, 2015 | Global Cement Directory 2013; Odyssee, 2015 | Global Cement Directory 2013; Odyssee, 2015 | Global Cement Directory 2013; Odyssee, 2015 | Global Cement Directory 2013; Odyssee, 2015 | [5 empty] | Global Cement Directory 2013 | Global Cement Directory 2013 | Global Cement Directory 2013 | Global Cement Directory 2013 | Global Cement Directory 2013 | Global Cement Directory 2013 |  |  |  | Cembureau, 2014; Odyssee, 2015, estimations | VDZ (2014) |  | Estimation | Brunke and Blesl, 2014; CSI and WBCSD, 2009; Wen et al., 2015 |  | Cembureau, 2014; Odyssee, 2015, estimations, Cement Sustainability Initiative (CSI), World Business Council for Sustainable Development (WBCSD): Development of State of the Art-Techniques in Cement Manufacturing: Trying to Look Ahead, Duesseldorf, Geneva, 2009. | VDZ (2014) | [8 empty] | IEA, 2009; CSI and WBCSD, 2009; European Commission, 2010 | Eurostat (Purchasing Power Parities), CSI and WBCSD, 2009 | Eurostat (Purchasing Power Parities), CSI and WBCSD, 2009 | Eurostat (Purchasing Power Parities), CSI and WBCSD, 2009 | Estimation | [10 empty] | Global Cement Directory 2013 | Global Cement Directory 2013
Switzerland | Global Cement Directory 2013; Odyssee, 2015 | Global Cement Directory 2013; Odyssee, 2015 | Global Cement Directory 2013; Odyssee, 2015 | Global Cement Directory 2013; Odyssee, 2015 | Global Cement Directory 2013; Odyssee, 2015 | Global Cement Directory 2013; Odyssee, 2015 | [5 empty] | Global Cement Directory 2013 | Global Cement Directory 2013 | Global Cement Directory 2013 | Global Cement Directory 2013 | Global Cement Directory 2013 | Global Cement Directory 2013 |  |  |  | Cembureau, 2014; Odyssee, 2015, estimations | VDZ (2014) |  | Estimation | Brunke and Blesl, 2014; CSI and WBCSD, 2009; Wen et al., 2015 |  | Cembureau, 2014; Odyssee, 2015, estimations, Cement Sustainability Initiative (CSI), World Business Council for Sustainable Development (WBCSD): Development of State of the Art-Techniques in Cement Manufacturing: Trying to Look Ahead, Duesseldorf, Geneva, 2009. | VDZ (2014) | [8 empty] | IEA, 2009; CSI and WBCSD, 2009; European Commission, 2010 | Eurostat (Purchasing Power Parities), CSI and WBCSD, 2009 | Eurostat (Purchasing Power Parities), CSI and WBCSD, 2009 | Eurostat (Purchasing Power Parities), CSI and WBCSD, 2009 | Estimation | [10 empty] | Global Cement Directory 2013 | Global Cement Directory 2013
Iceland
Note on M3: re: Number of kilns per country
Note on V3: Tobias Fleiter: Refers to average SEC in entire technology stock Total represents that the type of fuel is a composition electricity, gas, oil, coal and biomass
Note on AC3: re: based on 2012 data kWh/ton --> tons are based on clinker data
Note on AM3: re: saving potential is calculated by SEC (column BR) minus BAT 3GJ/t (833 kWh/t) clinker is taken as reference --> based on German data this value is transfered to 615 kWh/t of production

## Glass melting Container
Glass melting furnaces Container | [8 empty] | not available
| Technology stock data for 2014 | [25 empty] | Techno-economic data
| Capacity [kt] | Capacity [kt] | [6 empty] | Age distribution [share of total stock in %] | [6 empty] | Quantity | Quantity | [6 empty] | Specific energy consumption [kWh/t] | Thermal efficiency [%] | Electrical efficiency (CHP) [%] | Calculatory lifetime [a] | Technical lifetime [a] | Type of fuel [-] | Specific energy consumption [GJ/t] | Thermal efficiency [%] | Electrical efficiency (CHP) [%] | Saving options/ efficiency development [%] | Specific investment cost 2013 [€2013/t] | Specific investment cost 2020 [€2013/t] | Specific investment cost 2030 [€2013/t] | Annual O&M cost (in % of Invest) | Sold units 2012 [n] | Sold units 2013 [n] | Maximum temperature level [°C] | Steam temperature [°C] | Steam pressure [bar] | Minimum capacitiy of one unit [kt/a] | Maximum capacitiy of one unit [kt/a] | x | interpolation/ extrapolation
|  | Total | [14 empty] | Total | [27 empty] | a | ad hoc calculation
|  | 0 - <=50 | >50- <= 100 | >100 - <=150 | >150 -<= 200 | >200 -<=250 | >250 - <=300 | >300 | <5 a | 5 - 10 a | 10- 15 a | 15-20 a | 20 - 25 a | 25- 30 a | > 30 a |  | 0 - <=50 | >50- <= 100 | >100 - <=150 | >150 -<= 200 | >200 -<=250 | >250 - <=300 | >300 | [21 empty] | s | direct use of the source
Austria | 518.3 | confidential | confidential | confidential | confidential | confidential | confidential | confidential | n.a. | n.a. | n.a. | n.a. | n.a. | n.a. | n.a. | 7 | 1 | 5 | 1 | 0 | 0 | 0 | 0 | 2000 | 54% | not applicable | 20 | 20 | mainly Natural Gas and other fossils,Electricity as boost | 2,9 - 7 | 61% | not applicable |  | n.a. | n.a. | n.a. | n.a. | 1 | 1 |  |  |  | 2.19 | 200.75 | m | modelling
Belgium | 366.825 | confidential | confidential | confidential | confidential | confidential | confidential | confidential | n.a. | n.a. | n.a. | n.a. | n.a. | n.a. | n.a. | 7 | 5 | 2 | 0 | 0 | 0 | 0 | 0 | 2000 | 54% | not applicable | 20 | 20 | mainly Natural Gas and other fossils,Electricity as boost | 2,9 -7 | 61% | not applicable |  | n.a. | n.a. | n.a. | n.a. | 1 | 1 |  |  |  | 2.19 | 200.75
Bulgaria | 489.1 | confidential | confidential | confidential | confidential | confidential | confidential | confidential | n.a. | n.a. | n.a. | n.a. | n.a. | n.a. | n.a. | 5 | 0 | 3 | 2 | 0 | 0 | 0 | 0 | 2000 | 54% | not applicable | 20 | 20 | mainly Natural Gas and other fossils,Electricity as boost | 2,9 - 7 | 61% | not applicable |  | n.a. | n.a. | n.a. | n.a. | [5 empty] | 2.19 | 200.75
Croatia | 178.85 | confidential | confidential | confidential | confidential | confidential | confidential | confidential | n.a. | n.a. | n.a. | n.a. | n.a. | n.a. | n.a. | 2 | 0 | 1 | 1 | 0 | 0 | 0 | 0 | 2000 | 54% | not applicable | 20 | 20 | mainly Natural Gas and other fossils,Electricity as boost | 2,9 -7 | 61% | not applicable |  | n.a. | n.a. | n.a. | n.a. | 1 |  |  |  |  | 2.19 | 200.75
Cyprus | 0 | confidential | confidential | confidential | confidential | confidential | confidential | confidential | n.a. | n.a. | n.a. | n.a. | n.a. | n.a. | n.a. | 0 | 0 | 0 | 0 | 0 | 0 | 0 | 0 | 2000 | 54% | not applicable | 20 | 20 | mainly Natural Gas and other fossils,Electricity as boost | 2,9 - 7 | 61% | not applicable |  | n.a. | n.a. | n.a. | n.a. | [5 empty] | 2.19 | 200.75
Czech Republic | 394.565 | confidential | confidential | confidential | confidential | confidential | confidential | confidential | n.a. | n.a. | n.a. | n.a. | n.a. | n.a. | n.a. | 7 | 3 | 3 | 1 | 0 | 0 | 0 | 0 | 2000 | 54% | not applicable | 20 | 20 | mainly Natural Gas and other fossils,Electricity as boost | 2,9 -7 | 61% | not applicable |  | n.a. | n.a. | n.a. | n.a. | [5 empty] | 2.19 | 200.75
Denmark | 146 | confidential | confidential | confidential | confidential | confidential | confidential | confidential | n.a. | n.a. | n.a. | n.a. | n.a. | n.a. | n.a. | 2 | 0 | 2 | 0 | 0 | 0 | 0 | 0 | 2000 | 54% | not applicable | 20 | 20 | mainly Natural Gas and other fossils,Electricity as boost | 2,9 - 7 | 61% | not applicable |  | n.a. | n.a. | n.a. | n.a. | [5 empty] | 2.19 | 200.75
Estonia | 167.9 | confidential | confidential | confidential | confidential | confidential | confidential | confidential | n.a. | n.a. | n.a. | n.a. | n.a. | n.a. | n.a. | 2 | 0 | 2 | 0 | 0 | 0 | 0 | 0 | 2000 | 54% | not applicable | 20 | 20 | mainly Natural Gas and other fossils,Electricity as boost | 2,9 -7 | 61% | not applicable |  | n.a. | n.a. | n.a. | n.a. | [5 empty] | 2.19 | 200.75
Finland | 0 | confidential | confidential | confidential | confidential | confidential | confidential | confidential | n.a. | n.a. | n.a. | n.a. | n.a. | n.a. | n.a. | 0 | 0 | 0 | 0 | 0 | 0 | 0 | 0 | 2000 | 54% | not applicable | 20 | 20 | mainly Natural Gas and other fossils,Electricity as boost | 2,9 - 7 | 61% | not applicable |  | n.a. | n.a. | n.a. | n.a. | [5 empty] | 2.19 | 200.75
France | 4001.495 | confidential | confidential | confidential | confidential | confidential | confidential | confidential | n.a. | n.a. | n.a. | n.a. | n.a. | n.a. | n.a. | 53 | 18 | 29 | 4 | 2 | 0 | 0 | 0 | 2000 | 54% | not applicable | 20 | 20 | mainly Natural Gas and other fossils,Electricity as boost | 2,9 -7 | 61% | not applicable |  | n.a. | n.a. | n.a. | n.a. | 0 | 2 |  |  |  | 2.19 | 200.75
Germany | 4500.085 | confidential | confidential | confidential | confidential | confidential | confidential | confidential | n.a. | n.a. | n.a. | n.a. | n.a. | n.a. | n.a. | 59 | 11 | 41 | 7 | 0 | 0 | 0 | 0 | 2000 | 54% | not applicable | 20 | 20 | mainly Natural Gas and other fossils,Electricity as boost | 2,9 - 7 | 61% | not applicable |  | n.a. | n.a. | n.a. | n.a. | 5 | 2 |  |  |  | 2.19 | 200.75
Greece | 211.7 | confidential | confidential | confidential | confidential | confidential | confidential | confidential | n.a. | n.a. | n.a. | n.a. | n.a. | n.a. | n.a. | 2 | 0 | 1 | 1 | 0 | 0 | 0 | 0 | 2000 | 54% | not applicable | 20 | 20 | mainly Natural Gas and other fossils,Electricity as boost | 2,9 -7 | 61% | not applicable |  | n.a. | n.a. | n.a. | n.a. | [5 empty] | 2.19 | 200.75
Hungary | 167.9 | confidential | confidential | confidential | confidential | confidential | confidential | confidential | n.a. | n.a. | n.a. | n.a. | n.a. | n.a. | n.a. | 2 | 0 | 2 | 0 | 0 | 0 | 0 | 0 | 2000 | 54% | not applicable | 20 | 20 | mainly Natural Gas and other fossils,Electricity as boost | 2,9 - 7 | 61% | not applicable |  | n.a. | n.a. | n.a. | n.a. | [5 empty] | 2.19 | 200.75
Ireland | 167.9 | confidential | confidential | confidential | confidential | confidential | confidential | confidential | n.a. | n.a. | n.a. | n.a. | n.a. | n.a. | n.a. | 2 | 0 | 2 | 0 | 0 | 0 | 0 | 0 | 2000 | 54% | not applicable | 20 | 20 | mainly Natural Gas and other fossils,Electricity as boost | 2,9 -7 | 61% | not applicable |  | n.a. | n.a. | n.a. | n.a. | [5 empty] | 2.19 | 200.75
Italy | 4581.845 | confidential | confidential | confidential | confidential | confidential | confidential | confidential | n.a. | n.a. | n.a. | n.a. | n.a. | n.a. | n.a. | 49 | 3 | 41 | 3 | 1 | 1 | 0 | 0 | 2000 | 54% | not applicable | 20 | 20 | mainly Natural Gas and other fossils,Electricity as boost | 2,9 - 7 | 61% | not applicable |  | n.a. | n.a. | n.a. | n.a. | 1 | 1 |  |  |  | 2.19 | 200.75
Latvia | 0 | confidential | confidential | confidential | confidential | confidential | confidential | confidential | n.a. | n.a. | n.a. | n.a. | n.a. | n.a. | n.a. | 0 | 0 | 0 | 0 | 0 | 0 | 0 | 0 | 2000 | 54% | not applicable | 20 | 20 | mainly Natural Gas and other fossils,Electricity as boost | 2,9 -7 | 61% | not applicable |  | n.a. | n.a. | n.a. | n.a. | [5 empty] | 2.19 | 200.75
Lithuania | 167.9 | confidential | confidential | confidential | confidential | confidential | confidential | confidential | n.a. | n.a. | n.a. | n.a. | n.a. | n.a. | n.a. | 2 | 0 | 2 | 0 | 0 | 0 | 0 | 0 | 2000 | 54% | not applicable | 20 | 20 | mainly Natural Gas and other fossils,Electricity as boost | 2,9 - 7 | 61% | not applicable |  | n.a. | n.a. | n.a. | n.a. | [5 empty] | 2.19 | 200.75
Luxembourg | 0 | confidential | confidential | confidential | confidential | confidential | confidential | confidential | n.a. | n.a. | n.a. | n.a. | n.a. | n.a. | n.a. | 0 | 0 | 0 | 0 | 0 | 0 | 0 | 0 | 2000 | 54% | not applicable | 20 | 20 | mainly Natural Gas and other fossils,Electricity as boost | 2,9 -7 | 61% | not applicable |  | n.a. | n.a. | n.a. | n.a. |  | 1 |  |  |  | 2.19 | 200.75
Malta | 0 | confidential | confidential | confidential | confidential | confidential | confidential | confidential | n.a. | n.a. | n.a. | n.a. | n.a. | n.a. | n.a. | 0 | 0 | 0 | 0 | 0 | 0 | 0 | 0 | 2000 | 54% | not applicable | 20 | 20 | mainly Natural Gas and other fossils,Electricity as boost | 2,9 - 7 | 61% | not applicable |  | n.a. | n.a. | n.a. | n.a. | [5 empty] | 2.19 | 200.75
Netherlands | 1255.6 | confidential | confidential | confidential | confidential | confidential | confidential | confidential | n.a. | n.a. | n.a. | n.a. | n.a. | n.a. | n.a. | 13 | 0 | 9 | 4 | 0 | 0 | 0 | 0 | 2000 | 54% | not applicable | 20 | 20 | mainly Natural Gas and other fossils,Electricity as boost | 2,9 -7 | 61% | not applicable |  | n.a. | n.a. | n.a. | n.a. | [5 empty] | 2.19 | 200.75
Poland | 2009.69 | confidential | confidential | confidential | confidential | confidential | confidential | confidential | n.a. | n.a. | n.a. | n.a. | n.a. | n.a. | n.a. | 28 | 7 | 18 | 3 | 0 | 0 | 0 | 0 | 2000 | 54% | not applicable | 20 | 20 | mainly Natural Gas and other fossils,Electricity as boost | 2,9 - 7 | 61% | not applicable |  | n.a. | n.a. | n.a. | n.a. | 1 | 2 |  |  |  | 2.19 | 200.75
Portugal | 1637.025 | confidential | confidential | confidential | confidential | confidential | confidential | confidential | n.a. | n.a. | n.a. | n.a. | n.a. | n.a. | n.a. | 17 | 1 | 11 | 5 | 0 | 0 | 0 | 0 | 2000 | 54% | not applicable | 20 | 20 | mainly Natural Gas and other fossils,Electricity as boost | 2,9 -7 | 61% | not applicable |  | n.a. | n.a. | n.a. | n.a. | [5 empty] | 2.19 | 200.75
Romania | 397.85 | confidential | confidential | confidential | confidential | confidential | confidential | confidential | n.a. | n.a. | n.a. | n.a. | n.a. | n.a. | n.a. | 4 | 0 | 3 | 1 | 0 | 0 | 0 | 0 | 2000 | 54% | not applicable | 20 | 20 | mainly Natural Gas and other fossils,Electricity as boost | 2,9 - 7 | 61% | not applicable |  | n.a. | n.a. | n.a. | n.a. | [5 empty] | 2.19 | 200.75
Slovakia | 156.95 | confidential | confidential | confidential | confidential | confidential | confidential | confidential | n.a. | n.a. | n.a. | n.a. | n.a. | n.a. | n.a. | 2 | 0 | 2 | 0 | 0 | 0 | 0 | 0 | 2000 | 54% | not applicable | 20 | 20 | mainly Natural Gas and other fossils,Electricity as boost | 2,9 -7 | 61% | not applicable |  | n.a. | n.a. | n.a. | n.a. | [5 empty] | 2.19 | 200.75
Slovenia | 197.83 | confidential | confidential | confidential | confidential | confidential | confidential | confidential | n.a. | n.a. | n.a. | n.a. | n.a. | n.a. | n.a. | 4 | 2 | 2 | 0 | 0 | 0 | 0 | 0 | 2000 | 54% | not applicable | 20 | 20 | mainly Natural Gas and other fossils,Electricity as boost | 2,9 - 7 | 61% | not applicable |  | n.a. | n.a. | n.a. | n.a. |  | 2 |  |  |  | 2.19 | 200.75
Spain | 2064.44 | confidential | confidential | confidential | confidential | confidential | confidential | confidential | n.a. | n.a. | n.a. | n.a. | n.a. | n.a. | n.a. | 25 | 3 | 18 | 4 | 0 | 0 | 0 | 0 | 2000 | 54% | not applicable | 20 | 20 | mainly Natural Gas and other fossils,Electricity as boost | 2,9 - 7 | 61% | not applicable |  | n.a. | n.a. | n.a. | n.a. | 1 | 1 |  |  |  | 2.19 | 200.75
Sweden | 167.9 | confidential | confidential | confidential | confidential | confidential | confidential | confidential | n.a. | n.a. | n.a. | n.a. | n.a. | n.a. | n.a. | 2 | 0 | 2 | 0 | 0 | 0 | 0 | 0 | 2000 | 54% | not applicable | 20 | 20 | mainly Natural Gas and other fossils,Electricity as boost | 2,9 -7 | 61% | not applicable |  | n.a. | n.a. | n.a. | n.a. | [5 empty] | 2.19 | 200.75
United Kingdom | 2589.675 | confidential | confidential | confidential | confidential | confidential | confidential | confidential | n.a. | n.a. | n.a. | n.a. | n.a. | n.a. | n.a. | 30 | 0 | 28 | 2 | 0 | 0 | 0 | 0 | 2000 | 54% | not applicable | 20 | 20 | mainly Natural Gas and other fossils,Electricity as boost | 2,9 - 7 | 61% | not applicable |  | n.a. | n.a. | n.a. | n.a. | 2 | 2 |  |  |  | 2.19 | 200.75
Total EU-28 | 26537.325 | 1657.83 | 18674.495 | 4788.8 | 507.35 | 200.75 | 0 | 708.1 | n.a. | n.a. | n.a. | n.a. | n.a. | n.a. | n.a. | 326 | 54 | 229 | 39 | 3 | 1 | 0 | 0 | 2000 | 54% | not applicable | 20 | 20 | mainly Natural Gas and other fossils,Electricity as boost | 2,9 -7 | 61% | not applicable |  | n.a. | n.a. | n.a. | n.a. | 13 | 15 |  |  |  | 2.19 | 200.75
Norway | 0 | confidential | confidential | confidential | confidential | confidential | confidential | confidential | n.a. | n.a. | n.a. | n.a. | n.a. | n.a. | n.a. | 0 | 0 | 0 | 0 | 0 | 0 | 0 | 0 | 2000 | 54% | not applicable | 20 | 20 | mainly Natural Gas and other fossils,Electricity as boost | 2,9 -7 | 61% | not applicable |  | n.a. | n.a. | n.a. | n.a. | [5 empty] | 2.19 | 200.75
Switzerland | 83.95 | confidential | confidential | confidential | confidential | confidential | confidential | confidential | n.a. | n.a. | n.a. | n.a. | n.a. | n.a. | n.a. | 1 | 0 | 1 | 0 | 0 | 0 | 0 | 0 | 2000 | 54% | not applicable | 20 | 20 | mainly Natural Gas and other fossils,Electricity as boost | 2,9 - 7 | 61% | not applicable |  | n.a. | n.a. | n.a. | n.a. | [5 empty] | 2.19 | 200.75
Iceland | 0 | confidential | confidential | confidential | confidential | confidential | confidential | confidential | n.a. | n.a. | n.a. | n.a. | n.a. | n.a. | n.a. | 0 | 0 | 0 | 0 | 0 | 0 | 0 | 0 | 2000 | 54% | not applicable | 20 | 20 | mainly Natural Gas and other fossils,Electricity as boost | 2,9 -7 | 61% | not applicable |  | n.a. | n.a. | n.a. | n.a. | [5 empty] | 2.19 | 200.75
Total | 26621.275 | 1657.83 | 18758.445 | 4788.8 | 507.35 | 200.75 | 0 | 708.1 | n.a. | n.a. | n.a. | n.a. | n.a. | n.a. | n.a. | 327 | 54 | 230 | 39 | 3 | 1 | 0 | 0 |  | 54% | not applicable | 20 | 20 | mainly Natural Gas and other fossils,Electricity as boost | 2,9 - 7 | 61% | not applicable | [5 empty] | 13 | 15 |  |  |  | 2.19 | 200.75
Sources
| Capacity [kt] | Capacity [kt] | [6 empty] | Age distribution [share of total stock in %] | [6 empty] | Quantity [1000] | Quantity | [6 empty] | Specific energy consumption [GJ/t] | Thermal efficiency [%] | Electrical efficiency (CHP) [%] | Calculatory lifetime [a] | Technical lifetime [a] | Type of fuel [-] | Specific energy consumption [GJ/t] | Thermal efficiency [%] | Electrical efficiency (CHP) [%] | Saving options/ efficiency development [%] | Specific investment cost 2013 [€2013] | Specific investment cost 2020 [€2013] | Specific investment cost 2030 [€2013] | Annual O&M cost (in % of Invest) | Sold units 2012 [n] | Sold units 2013 [n] | Maximum temperature level [°C] | Steam temperature [°C] | Steam pressure [bar] | Minimum capacitiy of one unit [kW] | Maximum capacitiy of one unit [kW]
|  | Total | [14 empty] | Total
|  | <25,55 kt | 25,55-51,11 kt | 51,11 - 76,65 kt | 76,65-102,2 kt | 102,2 - 127,75 kt | 127,75-153,3 kt | >153,3 kt | <25,55 kt | 25,55-51,11 kt | 51,11 - 76,65 kt | 76,65-102,2 kt | 102,2 - 127,75 kt | 127,75-153,3 kt | >153,3 kt |  | <25 kW | 25 - 50 kW | 51 - 250 kW | 251 - 1000 kW | 1001 - 4999 kW | 5k - 25k kW | >25k kW
Austria | plants.glassglobal studie | https://plants.glassglobal.com | [13 empty] | plants.glassglobal | https://plants.glassglobal.com | [6 empty] | BREF GLAS |  |  | plants.glassglobal / BREF GLASS | plants.glassglobal / BREF GLASS | BREF Glas p.46 | BREF Glass p. 102 | [7 empty] | plants.glassglobal | plants.glassglobal |  |  |  | plants.glassglobal | plants.glassglobal
Belgium | plants.glassglobal studie | [14 empty] | plants.glassglobal | [7 empty] | BREF GLAS |  |  | plants.glassglobal / BREF GLASS | plants.glassglobal / BREF GLASS | BREF Glas p.46 | BREF Glass p. 102 | [7 empty] | plants.glassglobal | plants.glassglobal |  |  |  | plants.glassglobal | plants.glassglobal
Bulgaria | plants.glassglobal studie | [14 empty] | plants.glassglobal | [7 empty] | BREF GLAS |  |  | plants.glassglobal / BREF GLASS | plants.glassglobal / BREF GLASS | BREF Glas p.46 | BREF Glass p. 102 | [7 empty] | plants.glassglobal | plants.glassglobal |  |  |  | plants.glassglobal | plants.glassglobal
Croatia | plants.glassglobal studie | [14 empty] | plants.glassglobal | [7 empty] | BREF GLAS |  |  | plants.glassglobal / BREF GLASS | plants.glassglobal / BREF GLASS | BREF Glas p.46 | BREF Glass p. 102 | [7 empty] | plants.glassglobal | plants.glassglobal |  |  |  | plants.glassglobal | plants.glassglobal
Cyprus | plants.glassglobal studie | [14 empty] | plants.glassglobal | [7 empty] | BREF GLAS |  |  | plants.glassglobal / BREF GLASS | plants.glassglobal / BREF GLASS | BREF Glas p.46 | BREF Glass p. 102 | [7 empty] | plants.glassglobal | plants.glassglobal |  |  |  | plants.glassglobal | plants.glassglobal
Czech Republic | plants.glassglobal studie | [14 empty] | plants.glassglobal | [7 empty] | BREF GLAS |  |  | plants.glassglobal / BREF GLASS | plants.glassglobal / BREF GLASS | BREF Glas p.46 | BREF Glass p. 102 | [7 empty] | plants.glassglobal | plants.glassglobal |  |  |  | plants.glassglobal | plants.glassglobal
Denmark | plants.glassglobal studie | [14 empty] | plants.glassglobal | [7 empty] | BREF GLAS |  |  | plants.glassglobal / BREF GLASS | plants.glassglobal / BREF GLASS | BREF Glas p.46 | BREF Glass p. 102 | [7 empty] | plants.glassglobal | plants.glassglobal |  |  |  | plants.glassglobal | plants.glassglobal
Estonia | plants.glassglobal studie | [14 empty] | plants.glassglobal | [7 empty] | BREF GLAS |  |  | plants.glassglobal / BREF GLASS | plants.glassglobal / BREF GLASS | BREF Glas p.46 | BREF Glass p. 102 | [7 empty] | plants.glassglobal | plants.glassglobal |  |  |  | plants.glassglobal | plants.glassglobal
Finland | plants.glassglobal studie | [14 empty] | plants.glassglobal | [7 empty] | BREF GLAS |  |  | plants.glassglobal / BREF GLASS | plants.glassglobal / BREF GLASS | BREF Glas p.46 | BREF Glass p. 102 | [7 empty] | plants.glassglobal | plants.glassglobal |  |  |  | plants.glassglobal | plants.glassglobal
France | plants.glassglobal studie | [14 empty] | plants.glassglobal | [7 empty] | BREF GLAS |  |  | plants.glassglobal / BREF GLASS | plants.glassglobal / BREF GLASS | BREF Glas p.46 | BREF Glass p. 102 | [7 empty] | plants.glassglobal | plants.glassglobal |  |  |  | plants.glassglobal | plants.glassglobal
Germany | plants.glassglobal studie | [14 empty] | plants.glassglobal | [7 empty] | BREF GLAS |  |  | plants.glassglobal / BREF GLASS | plants.glassglobal / BREF GLASS | BREF Glas p.46 | BREF Glass p. 102 | [7 empty] | plants.glassglobal | plants.glassglobal |  |  |  | plants.glassglobal | plants.glassglobal
Greece | plants.glassglobal studie | [14 empty] | plants.glassglobal | [7 empty] | BREF GLAS |  |  | plants.glassglobal / BREF GLASS | plants.glassglobal / BREF GLASS | BREF Glas p.46 | BREF Glass p. 102 | [7 empty] | plants.glassglobal | plants.glassglobal |  |  |  | plants.glassglobal | plants.glassglobal
Hungary | plants.glassglobal studie | [14 empty] | plants.glassglobal | [7 empty] | BREF GLAS |  |  | plants.glassglobal / BREF GLASS | plants.glassglobal / BREF GLASS | BREF Glas p.46 | BREF Glass p. 102 | [7 empty] | plants.glassglobal | plants.glassglobal |  |  |  | plants.glassglobal | plants.glassglobal
Ireland | plants.glassglobal studie | [14 empty] | plants.glassglobal | [7 empty] | BREF GLAS |  |  | plants.glassglobal / BREF GLASS | plants.glassglobal / BREF GLASS | BREF Glas p.46 | BREF Glass p. 102 | [7 empty] | plants.glassglobal | plants.glassglobal |  |  |  | plants.glassglobal | plants.glassglobal
Italy | plants.glassglobal studie | [14 empty] | plants.glassglobal | [7 empty] | BREF GLAS |  |  | plants.glassglobal / BREF GLASS | plants.glassglobal / BREF GLASS | BREF Glas p.46 | BREF Glass p. 102 | [7 empty] | plants.glassglobal | plants.glassglobal |  |  |  | plants.glassglobal | plants.glassglobal
Latvia | plants.glassglobal studie | [14 empty] | plants.glassglobal | [7 empty] | BREF GLAS |  |  | plants.glassglobal / BREF GLASS | plants.glassglobal / BREF GLASS | BREF Glas p.46 | BREF Glass p. 102 | [7 empty] | plants.glassglobal | plants.glassglobal |  |  |  | plants.glassglobal | plants.glassglobal
Lithuania | plants.glassglobal studie | [14 empty] | plants.glassglobal | [7 empty] | BREF GLAS |  |  | plants.glassglobal / BREF GLASS | plants.glassglobal / BREF GLASS | BREF Glas p.46 | BREF Glass p. 102 | [7 empty] | plants.glassglobal | plants.glassglobal |  |  |  | plants.glassglobal | plants.glassglobal
Luxembourg | plants.glassglobal studie | [14 empty] | plants.glassglobal | [7 empty] | BREF GLAS |  |  | plants.glassglobal / BREF GLASS | plants.glassglobal / BREF GLASS | BREF Glas p.46 | BREF Glass p. 102 | [7 empty] | plants.glassglobal | plants.glassglobal |  |  |  | plants.glassglobal | plants.glassglobal
Malta | plants.glassglobal studie | [14 empty] | plants.glassglobal | [7 empty] | BREF GLAS |  |  | plants.glassglobal / BREF GLASS | plants.glassglobal / BREF GLASS | BREF Glas p.46 | BREF Glass p. 102 | [7 empty] | plants.glassglobal | plants.glassglobal |  |  |  | plants.glassglobal | plants.glassglobal
Netherlands | plants.glassglobal studie | [14 empty] | plants.glassglobal | [7 empty] | BREF GLAS |  |  | plants.glassglobal / BREF GLASS | plants.glassglobal / BREF GLASS | BREF Glas p.46 | BREF Glass p. 102 | [7 empty] | plants.glassglobal | plants.glassglobal |  |  |  | plants.glassglobal | plants.glassglobal
Poland | plants.glassglobal studie | [14 empty] | plants.glassglobal | [7 empty] | BREF GLAS |  |  | plants.glassglobal / BREF GLASS | plants.glassglobal / BREF GLASS | BREF Glas p.46 | BREF Glass p. 102 | [7 empty] | plants.glassglobal | plants.glassglobal |  |  |  | plants.glassglobal | plants.glassglobal
Portugal | plants.glassglobal studie | [14 empty] | plants.glassglobal | [7 empty] | BREF GLAS |  |  | plants.glassglobal / BREF GLASS | plants.glassglobal / BREF GLASS | BREF Glas p.46 | BREF Glass p. 102 | [7 empty] | plants.glassglobal | plants.glassglobal |  |  |  | plants.glassglobal | plants.glassglobal
Romania | plants.glassglobal studie | [14 empty] | plants.glassglobal | [7 empty] | BREF GLAS |  |  | plants.glassglobal / BREF GLASS | plants.glassglobal / BREF GLASS | BREF Glas p.46 | BREF Glass p. 102 | [7 empty] | plants.glassglobal | plants.glassglobal |  |  |  | plants.glassglobal | plants.glassglobal
Slovakia | plants.glassglobal studie | [14 empty] | plants.glassglobal | [7 empty] | BREF GLAS |  |  | plants.glassglobal / BREF GLASS | plants.glassglobal / BREF GLASS | BREF Glas p.46 | BREF Glass p. 102 | [7 empty] | plants.glassglobal | plants.glassglobal |  |  |  | plants.glassglobal | plants.glassglobal
Slovenia | plants.glassglobal studie | [14 empty] | plants.glassglobal | [7 empty] | BREF GLAS |  |  | plants.glassglobal / BREF GLASS | plants.glassglobal / BREF GLASS | BREF Glas p.46 | BREF Glass p. 102 | [7 empty] | plants.glassglobal | plants.glassglobal |  |  |  | plants.glassglobal | plants.glassglobal
Spain | plants.glassglobal studie | [14 empty] | plants.glassglobal | [7 empty] | BREF GLAS |  |  | plants.glassglobal / BREF GLASS | plants.glassglobal / BREF GLASS | BREF Glas p.46 | BREF Glass p. 102 | [7 empty] | plants.glassglobal | plants.glassglobal |  |  |  | plants.glassglobal | plants.glassglobal
Sweden | plants.glassglobal studie | [14 empty] | plants.glassglobal | [7 empty] | BREF GLAS |  |  | plants.glassglobal / BREF GLASS | plants.glassglobal / BREF GLASS | BREF Glas p.46 | BREF Glass p. 102 | [7 empty] | plants.glassglobal | plants.glassglobal |  |  |  | plants.glassglobal | plants.glassglobal
United Kingdom | plants.glassglobal studie | [14 empty] | plants.glassglobal | [7 empty] | BREF GLAS |  |  | plants.glassglobal / BREF GLASS | plants.glassglobal / BREF GLASS | BREF Glas p.46 | BREF Glass p. 102 | [7 empty] | plants.glassglobal | plants.glassglobal |  |  |  | plants.glassglobal | plants.glassglobal
Norway | plants.glassglobal studie | [14 empty] | plants.glassglobal | [10 empty] | plants.glassglobal / BREF GLASS | plants.glassglobal / BREF GLASS | BREF Glas p.46 | BREF Glass p. 102 | [7 empty] | plants.glassglobal | plants.glassglobal |  |  |  | plants.glassglobal | plants.glassglobal
Switzerland | plants.glassglobal studie | [14 empty] | plants.glassglobal | [10 empty] | plants.glassglobal / BREF GLASS | plants.glassglobal / BREF GLASS | BREF Glas p.46 | BREF Glass p. 102 | [7 empty] | plants.glassglobal | plants.glassglobal |  |  |  | plants.glassglobal | plants.glassglobal
Iceland | plants.glassglobal studie | [14 empty] | plants.glassglobal | [10 empty] | plants.glassglobal / BREF GLASS | plants.glassglobal / BREF GLASS | BREF Glas p.46 | BREF Glass p. 102 | [7 empty] | plants.glassglobal | plants.glassglobal |  |  |  | plants.glassglobal | plants.glassglobal
Note on AF1: Clemens: BREF p 310 Typical specific energy consumption values achieved by applying available techniques/measures for minimising the use of energy Container glass <100 t/d 5.5 – 7 Bottles and jars >100 t/d 3.3 – 4.6 <7.7 Electric furnaces 2.9 – 3.6 Flacconage <100 t/d 7 – 9 >100 t/d 4.8 – 6 <16
Note on AG1: Clemens: Thermal efficiency [%] in comparision to theoretical minimum of 2,68 GJ/t values for different technologies taken into account mean values; 50 % cullet; no recuperative; Source IPPC 2010 BREF on glass p.102 reg EP 4,8 Gj/ t reg SP 4,6GJ/t AOF 4,7 Gj/t electric melting 3,3 GJ/t --> mean of these vaules = 4,4 total efficiency = 2,68/4,4 = 0,61
Note on Y3: Tobias Fleiter: Refers to average SEC in entire technology stock

## Glass melting flat
Glass melting furnaces FLAT-glass
| Technology stock data for 2014 | [25 empty] | Techno-economic data
| Capacity [kt] | Capacity [kt] | [6 empty] | Age distribution [share of total stock in %] | [6 empty] | Quantity | Quantity | [6 empty] | Specific energy consumption [kWh/t] | Thermal efficiency [%] | Electrical efficiency (CHP) [%] | Calculatory lifetime [a] | Technical lifetime [a] | Type of fuel [-] | Specific energy consumption [GJ/t] | Thermal efficiency [%] | Electrical efficiency (CHP) [%] | Saving options/ efficiency development [%] | Specific investment cost 2013 [€2013/t] | Specific investment cost 2020 [€2013/t] | Specific investment cost 2030 [€2013/t] | Annual O&M cost (in % of Invest) | Sold units 2012 [n] | Sold units 2013 [n] | Maximum temperature level [°C] | Steam temperature [°C] | Steam pressure [bar] | Minimum capacitiy of one unit [kt/a] | Maximum capacitiy of one unit [kt/a] | x | interpolation/ extrapolation
|  | Total | [14 empty] | Total | [27 empty] | a | ad hoc calculation
|  | 0 - <=50 | >50- <= 100 | >100 - <=150 | >150 -<= 200 | >200 -<=250 | >250 - <=300 | >300 | <5 a | 5 - 10 a | 10- 15 a | 15-20 a | 20 - 25 a | 25- 30 a | > 30 a |  | 0 - <=50 | >50- <= 100 | >100 - <=150 | >150 -<= 200 | >200 -<=250 | >250 - <=300 | >300 | [21 empty] | s | direct use of the source
Austria | 0 | confidential | confidential | confidential | confidential | confidential | confidential | confidential | n.a. | n.a. | n.a. | n.a. | n.a. | n.a. | n.a. | 0 | 0 | 0 | 0 | 0 | 0 | 0 | 0 | 4000 | 18.6% | not applicable | 20 | 20 | mainly Natural Gas and other fossils,Electricity as boost | 6 | 44.67% | not applicable |  | n.a. | n.a. | n.a. | n.a. |  |  |  | not applicable | not applicable | 10.95 | 438 | m | modelling
Belgium | 1591.4 | confidential | confidential | confidential | confidential | confidential | confidential | confidential | n.a. | n.a. | n.a. | n.a. | n.a. | n.a. | n.a. | 9 | 0 | 2 | 0 | 0 | 7 | 0 | 0 | 4000 | 18.6% | not applicable | 20 | 20 | mainly Natural Gas and other fossils,Electricity as boost | 6 | 44.67% | not applicable |  | n.a. | n.a. | n.a. | n.a. |  |  |  | not applicable | not applicable | 10.95 | 438
Bulgaria | 419.75 | confidential | confidential | confidential | confidential | confidential | confidential | confidential | n.a. | n.a. | n.a. | n.a. | n.a. | n.a. | n.a. | 2 | 0 | 0 | 0 | 0 | 2 | 0 | 0 | 4000 | 18.6% | not applicable | 20 | 20 | mainly Natural Gas and other fossils,Electricity as boost | 6 | 44.67% | not applicable |  | n.a. | n.a. | n.a. | n.a. |  |  |  | not applicable | not applicable | 10.95 | 438
Croatia | 0 | confidential | confidential | confidential | confidential | confidential | confidential | confidential | n.a. | n.a. | n.a. | n.a. | n.a. | n.a. | n.a. | 0 | 0 | 0 | 0 | 0 | 0 | 0 | 0 | 4000 | 18.6% | not applicable | 20 | 20 | mainly Natural Gas and other fossils,Electricity as boost | 6 | 44.67% | not applicable |  | n.a. | n.a. | n.a. | n.a. |  |  |  | not applicable | not applicable | 10.95 | 438
Cyprus | 0 | confidential | confidential | confidential | confidential | confidential | confidential | confidential | n.a. | n.a. | n.a. | n.a. | n.a. | n.a. | n.a. | 0 | 0 | 0 | 0 | 0 | 0 | 0 | 0 | 4000 | 18.6% | not applicable | 20 | 20 | mainly Natural Gas and other fossils,Electricity as boost | 6 | 44.67% | not applicable |  | n.a. | n.a. | n.a. | n.a. |  |  |  | not applicable | not applicable | 10.95 | 438
Czech Republic | 1031.125 | confidential | confidential | confidential | confidential | confidential | confidential | confidential | n.a. | n.a. | n.a. | n.a. | n.a. | n.a. | n.a. | 7 | 3 | 0 | 0 | 0 | 4 | 0 | 0 | 4000 | 18.6% | not applicable | 20 | 20 | mainly Natural Gas and other fossils,Electricity as boost | 6 | 44.67% | not applicable |  | n.a. | n.a. | n.a. | n.a. |  |  |  | not applicable | not applicable | 10.95 | 438
Denmark | 0 | confidential | confidential | confidential | confidential | confidential | confidential | confidential | n.a. | n.a. | n.a. | n.a. | n.a. | n.a. | n.a. | 0 | 0 | 0 | 0 | 0 | 0 | 0 | 0 | 4000 | 18.6% | not applicable | 20 | 20 | mainly Natural Gas and other fossils,Electricity as boost | 6 | 44.67% | not applicable |  | n.a. | n.a. | n.a. | n.a. |  |  |  | not applicable | not applicable | 10.95 | 438
Estonia | 0 | confidential | confidential | confidential | confidential | confidential | confidential | confidential | n.a. | n.a. | n.a. | n.a. | n.a. | n.a. | n.a. | 0 | 0 | 0 | 0 | 0 | 0 | 0 | 0 | 4000 | 18.6% | not applicable | 20 | 20 | mainly Natural Gas and other fossils,Electricity as boost | 6 | 44.67% | not applicable |  | n.a. | n.a. | n.a. | n.a. |  |  |  | not applicable | not applicable | 10.95 | 438
Finland | 91.25 | confidential | confidential | confidential | confidential | confidential | confidential | confidential | n.a. | n.a. | n.a. | n.a. | n.a. | n.a. | n.a. | 1 | 0 | 1 | 0 | 0 | 0 | 0 | 0 | 4000 | 18.6% | not applicable | 20 | 20 | mainly Natural Gas and other fossils,Electricity as boost | 6 | 44.67% | not applicable |  | n.a. | n.a. | n.a. | n.a. |  |  |  | not applicable | not applicable | 10.95 | 438
France | 1879.75 | confidential | confidential | confidential | confidential | confidential | confidential | confidential | n.a. | n.a. | n.a. | n.a. | n.a. | n.a. | n.a. | 9 | 0 | 1 | 0 | 0 | 6 | 2 | 0 | 4000 | 18.6% | not applicable | 20 | 20 | mainly Natural Gas and other fossils,Electricity as boost | 6 | 44.67% | not applicable |  | n.a. | n.a. | n.a. | n.a. |  |  |  | not applicable | not applicable | 10.95 | 438
Germany | 2832.4 | confidential | confidential | confidential | confidential | confidential | confidential | confidential | n.a. | n.a. | n.a. | n.a. | n.a. | n.a. | n.a. | 16 | 0 | 3 | 1 | 5 | 3 | 4 | 0 | 4000 | 18.6% | not applicable | 20 | 20 | mainly Natural Gas and other fossils,Electricity as boost | 6 | 44.67% | not applicable |  | n.a. | n.a. | n.a. | n.a. |  |  |  | not applicable | not applicable | 10.95 | 438
Greece | 0 | confidential | confidential | confidential | confidential | confidential | confidential | confidential | n.a. | n.a. | n.a. | n.a. | n.a. | n.a. | n.a. | 0 | 0 | 0 | 0 | 0 | 0 | 0 | 0 | 4000 | 18.6% | not applicable | 20 | 20 | mainly Natural Gas and other fossils,Electricity as boost | 6 | 44.67% | not applicable |  | n.a. | n.a. | n.a. | n.a. |  |  |  | not applicable | not applicable | 10.95 | 438
Hungary | 209.875 | confidential | confidential | confidential | confidential | confidential | confidential | confidential | n.a. | n.a. | n.a. | n.a. | n.a. | n.a. | n.a. | 1 | 0 | 0 | 0 | 0 | 1 | 0 | 0 | 4000 | 18.6% | not applicable | 20 | 20 | mainly Natural Gas and other fossils,Electricity as boost | 6 | 44.67% | not applicable |  | n.a. | n.a. | n.a. | n.a. |  |  |  | not applicable | not applicable | 10.95 | 438
Ireland | 0 | confidential | confidential | confidential | confidential | confidential | confidential | confidential | n.a. | n.a. | n.a. | n.a. | n.a. | n.a. | n.a. | 0 | 0 | 0 | 0 | 0 | 0 | 0 | 0 | 4000 | 18.6% | not applicable | 20 | 20 | mainly Natural Gas and other fossils,Electricity as boost | 6 | 44.67% | not applicable |  | n.a. | n.a. | n.a. | n.a. |  |  |  | not applicable | not applicable | 10.95 | 438
Italy | 2337.825 | confidential | confidential | confidential | confidential | confidential | confidential | confidential | n.a. | n.a. | n.a. | n.a. | n.a. | n.a. | n.a. | 12 | 1 | 0 | 0 | 0 | 11 | 0 | 0 | 4000 | 18.6% | not applicable | 20 | 20 | mainly Natural Gas and other fossils,Electricity as boost | 6 | 44.67% | not applicable |  | n.a. | n.a. | n.a. | n.a. |  |  |  | not applicable | not applicable | 10.95 | 438
Latvia | 0 | confidential | confidential | confidential | confidential | confidential | confidential | confidential | n.a. | n.a. | n.a. | n.a. | n.a. | n.a. | n.a. | 0 | 0 | 0 | 0 | 0 | 0 | 0 | 0 | 4000 | 18.6% | not applicable | 20 | 20 | mainly Natural Gas and other fossils,Electricity as boost | 6 | 44.67% | not applicable |  | n.a. | n.a. | n.a. | n.a. |  |  |  | not applicable | not applicable | 10.95 | 438
Lithuania | 0 | confidential | confidential | confidential | confidential | confidential | confidential | confidential | n.a. | n.a. | n.a. | n.a. | n.a. | n.a. | n.a. | 0 | 0 | 0 | 0 | 0 | 0 | 0 | 0 | 4000 | 18.6% | not applicable | 20 | 20 | mainly Natural Gas and other fossils,Electricity as boost | 6 | 44.67% | not applicable |  | n.a. | n.a. | n.a. | n.a. |  |  |  | not applicable | not applicable | 10.95 | 438
Luxembourg | 438 | confidential | confidential | confidential | confidential | confidential | confidential | confidential | n.a. | n.a. | n.a. | n.a. | n.a. | n.a. | n.a. | 2 | 0 | 0 | 0 | 0 | 2 | 0 | 0 | 4000 | 18.6% | not applicable | 20 | 20 | mainly Natural Gas and other fossils,Electricity as boost | 6 | 44.67% | not applicable |  | n.a. | n.a. | n.a. | n.a. |  |  |  | not applicable | not applicable | 10.95 | 438
Malta | 0 | confidential | confidential | confidential | confidential | confidential | confidential | confidential | n.a. | n.a. | n.a. | n.a. | n.a. | n.a. | n.a. | 0 | 0 | 0 | 0 | 0 | 0 | 0 | 0 | 4000 | 18.6% | not applicable | 20 | 20 | mainly Natural Gas and other fossils,Electricity as boost | 6 | 44.67% | not applicable |  | n.a. | n.a. | n.a. | n.a. |  |  |  | not applicable | not applicable | 10.95 | 438
Netherlands | 197.1 | confidential | confidential | confidential | confidential | confidential | confidential | confidential | n.a. | n.a. | n.a. | n.a. | n.a. | n.a. | n.a. | 1 | 0 | 0 | 0 | 1 | 0 | 0 | 0 | 4000 | 18.6% | not applicable | 20 | 20 | mainly Natural Gas and other fossils,Electricity as boost | 6 | 44.67% | not applicable |  | n.a. | n.a. | n.a. | n.a. |  |  |  | not applicable | not applicable | 10.95 | 438
Poland | 1153.4 | confidential | confidential | confidential | confidential | confidential | confidential | confidential | n.a. | n.a. | n.a. | n.a. | n.a. | n.a. | n.a. | 7 | 1 | 2 | 0 | 2 | 0 | 1 | 1 | 4000 | 18.6% | not applicable | 20 | 20 | mainly Natural Gas and other fossils,Electricity as boost | 6 | 44.67% | not applicable |  | n.a. | n.a. | n.a. | n.a. |  |  |  | not applicable | not applicable | 10.95 | 438
Portugal | 146 | confidential | confidential | confidential | confidential | confidential | confidential | confidential | n.a. | n.a. | n.a. | n.a. | n.a. | n.a. | n.a. | 1 | 0 | 0 | 1 | 0 | 0 | 0 | 0 | 4000 | 18.6% | not applicable | 20 | 20 | mainly Natural Gas and other fossils,Electricity as boost | 6 | 44.67% | not applicable |  | n.a. | n.a. | n.a. | n.a. |  |  |  | not applicable | not applicable | 10.95 | 438
Romania | 472.675 | confidential | confidential | confidential | confidential | confidential | confidential | confidential | n.a. | n.a. | n.a. | n.a. | n.a. | n.a. | n.a. | 3 | 1 | 0 | 0 | 0 | 2 | 0 | 0 | 4000 | 18.6% | not applicable | 20 | 20 | mainly Natural Gas and other fossils,Electricity as boost | 6 | 44.67% | not applicable |  | n.a. | n.a. | n.a. | n.a. |  |  |  | not applicable | not applicable | 10.95 | 438
Slovakia | 0 | confidential | confidential | confidential | confidential | confidential | confidential | confidential | n.a. | n.a. | n.a. | n.a. | n.a. | n.a. | n.a. | 0 | 0 | 0 | 0 | 0 | 0 | 0 | 0 | 4000 | 18.6% | not applicable | 20 | 20 | mainly Natural Gas and other fossils,Electricity as boost | 6 | 44.67% | not applicable |  | n.a. | n.a. | n.a. | n.a. |  |  |  | not applicable | not applicable | 10.95 | 438
Slovenia | 0 | confidential | confidential | confidential | confidential | confidential | confidential | confidential | n.a. | n.a. | n.a. | n.a. | n.a. | n.a. | n.a. | 0 | 0 | 0 | 0 | 0 | 0 | 0 | 0 | 4000 | 18.6% | not applicable | 20 | 20 | mainly Natural Gas and other fossils,Electricity as boost | 6 | 44.67% | not applicable |  | n.a. | n.a. | n.a. | n.a. |  |  |  | not applicable | not applicable | 10.95 | 438
Spain | 1299.4 | confidential | confidential | confidential | confidential | confidential | confidential | confidential | n.a. | n.a. | n.a. | n.a. | n.a. | n.a. | n.a. | 10 | 1 | 4 | 0 | 1 | 4 | 0 | 0 | 4000 | 18.6% | not applicable | 20 | 20 | mainly Natural Gas and other fossils,Electricity as boost | 6 | 44.67% | not applicable |  | n.a. | n.a. | n.a. | n.a. |  |  |  | not applicable | not applicable | 10.95 | 438
Sweden | 438 | confidential | confidential | confidential | confidential | confidential | confidential | confidential | n.a. | n.a. | n.a. | n.a. | n.a. | n.a. | n.a. | 1 | 0 | 0 | 0 | 0 | 0 | 0 | 1 | 4000 | 18.6% | not applicable | 20 | 20 | mainly Natural Gas and other fossils,Electricity as boost | 6 | 44.67% | not applicable |  | n.a. | n.a. | n.a. | n.a. |  |  |  | not applicable | not applicable | 10.95 | 438
United Kingdom | 1122.375 | confidential | confidential | confidential | confidential | confidential | confidential | confidential | n.a. | n.a. | n.a. | n.a. | n.a. | n.a. | n.a. | 5 | 0 | 0 | 0 | 0 | 4 | 1 | 0 | 4000 | 18.6% | not applicable | 20 | 20 | mainly Natural Gas and other fossils,Electricity as boost | 6 | 44.67% | not applicable |  | n.a. | n.a. | n.a. | n.a. |  |  |  | not applicable | not applicable | 10.95 | 438
Total EU-28 | 15660.325 | 242.725 | 916.15 | 246.375 | 1525.7 | 9787.475 | 2138.9 | 803 | n.a. | n.a. | n.a. | n.a. | n.a. | n.a. | n.a. | 87 | 7 | 13 | 2 | 9 | 46 | 8 | 2 | 4000 | 18.6% | not applicable | 20 | 20 | mainly Natural Gas and other fossils,Electricity as boost | 6 | 44.67% | not applicable |  | n.a. | n.a. | n.a. | n.a. | 0 | 0 |  | not applicable | not applicable | 10.95 | 438
Norway | [8 empty] | n.a. | n.a. | n.a. | n.a. | n.a. | n.a. | n.a. | [8 empty] | 4000 | 18.6% | not applicable | 20 | 20 | mainly Natural Gas and other fossils,Electricity as boost | 6 | 44.67% | not applicable |  | n.a. | n.a. | n.a. | n.a. |  |  |  | not applicable | not applicable | 10.95 | 438
Switzerland | [8 empty] | n.a. | n.a. | n.a. | n.a. | n.a. | n.a. | n.a. | [8 empty] | 4000 | 18.6% | not applicable | 20 | 20 | mainly Natural Gas and other fossils,Electricity as boost | 6 | 44.67% | not applicable |  | n.a. | n.a. | n.a. | n.a. |  |  |  | not applicable | not applicable | 10.95 | 438
Iceland | [8 empty] | n.a. | n.a. | n.a. | n.a. | n.a. | n.a. | n.a. | [8 empty] | 4000 | 18.6% | not applicable | 20 | 20 | mainly Natural Gas and other fossils,Electricity as boost | 6 | 44.67% | not applicable |  | n.a. | n.a. | n.a. | n.a. |  |  |  | not applicable | not applicable | 10.95 | 438
Total | 15660.325 | 242.725 | 916.15 | 246.375 | 1525.7 | 9787.475 | 2138.9 | 803 | n.a. | n.a. | n.a. | n.a. | n.a. | n.a. | n.a. | 87 | 7 | 13 | 2 | 9 | 46 | 8 | 2 | 4000 | 18.6% | not applicable | 20 | 20 | mainly Natural Gas and other fossils,Electricity as boost | 6 | 44.67% | not applicable | [5 empty] | 0 | 0 |  |  |  | 10.95 | 438
Sources
| Capacity [kt] | Capacity [kt] | [6 empty] | Age distribution [share of total stock in %] | [6 empty] | Quantity [1000] | Quantity | [6 empty] | Specific energy consumption [GJ/t] | Thermal efficiency [%] | Electrical efficiency (CHP) [%] | Calculatory lifetime [a] | Technical lifetime [a] | Type of fuel [-] | Specific energy consumption [GJ/t] | Thermal efficiency [%] | Electrical efficiency (CHP) [%] | Saving options/ efficiency development [%] | Specific investment cost 2013 [€2013] | Specific investment cost 2020 [€2013] | Specific investment cost 2030 [€2013] | Annual O&M cost (in % of Invest) | Sold units 2012 [n] | Sold units 2013 [n] | Maximum temperature level [°C] | Steam temperature [°C] | Steam pressure [bar] | Minimum capacitiy of one unit [kW] | Maximum capacitiy of one unit [kW]
|  | Total | [14 empty] | Total
|  | <25,55 kt | 25,55-51,11 kt | 51,11 - 76,65 kt | 76,65-102,2 kt | 102,2 - 127,75 kt | 127,75-153,3 kt | >153,3 kt | <25,55 kt | 25,55-51,11 kt | 51,11 - 76,65 kt | 76,65-102,2 kt | 102,2 - 127,75 kt | 127,75-153,3 kt | >153,3 kt |  | <25 kW | 25 - 50 kW | 51 - 250 kW | 251 - 1000 kW | 1001 - 4999 kW | 5k - 25k kW | >25k kW
Austria |  | https://plants.glassglobal.com | [14 empty] | https://plants.glassglobal.com | [9 empty] | BREF Glass / plants.glassglobal | BREF Glass / plants.glassglobal | BREF GLASS | BREF Glas p.318 | BREF Glas p.318 | [11 empty] | plants.glassglobal | plants.glassglobal
Belgium | [26 empty] | BREF Glass / plants.glassglobal | BREF Glass / plants.glassglobal | BREF GLASS | BREF Glas p.318 | BREF Glas p.318 | [11 empty] | plants.glassglobal | plants.glassglobal
Bulgaria | [26 empty] | BREF Glass / plants.glassglobal | BREF Glass / plants.glassglobal | BREF GLASS | BREF Glas p.318 | BREF Glas p.318 | [11 empty] | plants.glassglobal | plants.glassglobal
Croatia | [26 empty] | BREF Glass / plants.glassglobal | BREF Glass / plants.glassglobal | BREF GLASS | BREF Glas p.318 | BREF Glas p.318 | [11 empty] | plants.glassglobal | plants.glassglobal
Cyprus | [26 empty] | BREF Glass / plants.glassglobal | BREF Glass / plants.glassglobal | BREF GLASS | BREF Glas p.318 | BREF Glas p.318 | [11 empty] | plants.glassglobal | plants.glassglobal
Czech Republic | [26 empty] | BREF Glass / plants.glassglobal | BREF Glass / plants.glassglobal | BREF GLASS | BREF Glas p.318 | BREF Glas p.318 | [11 empty] | plants.glassglobal | plants.glassglobal
Denmark | [26 empty] | BREF Glass / plants.glassglobal | BREF Glass / plants.glassglobal | BREF GLASS | BREF Glas p.318 | BREF Glas p.318 | [11 empty] | plants.glassglobal | plants.glassglobal
Estonia | [26 empty] | BREF Glass / plants.glassglobal | BREF Glass / plants.glassglobal | BREF GLASS | BREF Glas p.318 | BREF Glas p.318 | [11 empty] | plants.glassglobal | plants.glassglobal
Finland | [26 empty] | BREF Glass / plants.glassglobal | BREF Glass / plants.glassglobal | BREF GLASS | BREF Glas p.318 | BREF Glas p.318 | [11 empty] | plants.glassglobal | plants.glassglobal
France | [26 empty] | BREF Glass / plants.glassglobal | BREF Glass / plants.glassglobal | BREF GLASS | BREF Glas p.318 | BREF Glas p.318 | [11 empty] | plants.glassglobal | plants.glassglobal
Germany | [26 empty] | BREF Glass / plants.glassglobal | BREF Glass / plants.glassglobal | BREF GLASS | BREF Glas p.318 | BREF Glas p.318 | [11 empty] | plants.glassglobal | plants.glassglobal
Greece | [26 empty] | BREF Glass / plants.glassglobal | BREF Glass / plants.glassglobal | BREF GLASS | BREF Glas p.318 | BREF Glas p.318 | [11 empty] | plants.glassglobal | plants.glassglobal
Hungary | [26 empty] | BREF Glass / plants.glassglobal | BREF Glass / plants.glassglobal | BREF GLASS | BREF Glas p.318 | BREF Glas p.318 | [11 empty] | plants.glassglobal | plants.glassglobal
Ireland | [26 empty] | BREF Glass / plants.glassglobal | BREF Glass / plants.glassglobal | BREF GLASS | BREF Glas p.318 | BREF Glas p.318 | [11 empty] | plants.glassglobal | plants.glassglobal
Italy | [26 empty] | BREF Glass / plants.glassglobal | BREF Glass / plants.glassglobal | BREF GLASS | BREF Glas p.318 | BREF Glas p.318 | [11 empty] | plants.glassglobal | plants.glassglobal
Latvia | [26 empty] | BREF Glass / plants.glassglobal | BREF Glass / plants.glassglobal | BREF GLASS | BREF Glas p.318 | BREF Glas p.318 | [11 empty] | plants.glassglobal | plants.glassglobal
Lithuania | [26 empty] | BREF Glass / plants.glassglobal | BREF Glass / plants.glassglobal | BREF GLASS | BREF Glas p.318 | BREF Glas p.318 | [11 empty] | plants.glassglobal | plants.glassglobal
Luxembourg | [26 empty] | BREF Glass / plants.glassglobal | BREF Glass / plants.glassglobal | BREF GLASS | BREF Glas p.318 | BREF Glas p.318 | [11 empty] | plants.glassglobal | plants.glassglobal
Malta | [26 empty] | BREF Glass / plants.glassglobal | BREF Glass / plants.glassglobal | BREF GLASS | BREF Glas p.318 | BREF Glas p.318 | [11 empty] | plants.glassglobal | plants.glassglobal
Netherlands | [26 empty] | BREF Glass / plants.glassglobal | BREF Glass / plants.glassglobal | BREF GLASS | BREF Glas p.318 | BREF Glas p.318 | [11 empty] | plants.glassglobal | plants.glassglobal
Poland | [26 empty] | BREF Glass / plants.glassglobal | BREF Glass / plants.glassglobal | BREF GLASS | BREF Glas p.318 | BREF Glas p.318 | [11 empty] | plants.glassglobal | plants.glassglobal
Portugal | [26 empty] | BREF Glass / plants.glassglobal | BREF Glass / plants.glassglobal | BREF GLASS | BREF Glas p.318 | BREF Glas p.318 | [11 empty] | plants.glassglobal | plants.glassglobal
Romania | [26 empty] | BREF Glass / plants.glassglobal | BREF Glass / plants.glassglobal | BREF GLASS | BREF Glas p.318 | BREF Glas p.318 | [11 empty] | plants.glassglobal | plants.glassglobal
Slovakia | [26 empty] | BREF Glass / plants.glassglobal | BREF Glass / plants.glassglobal | BREF GLASS | BREF Glas p.318 | BREF Glas p.318 | [11 empty] | plants.glassglobal | plants.glassglobal
Slovenia | [26 empty] | BREF Glass / plants.glassglobal | BREF Glass / plants.glassglobal | BREF GLASS | BREF Glas p.318 | BREF Glas p.318 | [11 empty] | plants.glassglobal | plants.glassglobal
Spain | [26 empty] | BREF Glass / plants.glassglobal | BREF Glass / plants.glassglobal | BREF GLASS | BREF Glas p.318 | BREF Glas p.318 | [11 empty] | plants.glassglobal | plants.glassglobal
Sweden | [26 empty] | BREF Glass / plants.glassglobal | BREF Glass / plants.glassglobal | BREF GLASS | BREF Glas p.318 | BREF Glas p.318 | [11 empty] | plants.glassglobal | plants.glassglobal
United Kingdom | [26 empty] | BREF Glass / plants.glassglobal | BREF Glass / plants.glassglobal | BREF GLASS | BREF Glas p.318 | BREF Glas p.318 | [11 empty] | plants.glassglobal | plants.glassglobal
Norway | [26 empty] | BREF Glass / plants.glassglobal | BREF Glass / plants.glassglobal | BREF GLASS | BREF Glas p.318 | BREF Glas p.318 | [11 empty] | plants.glassglobal | plants.glassglobal
Switzerland | [26 empty] | BREF Glass / plants.glassglobal | BREF Glass / plants.glassglobal | BREF GLASS | BREF Glas p.318 | BREF Glas p.318 | [11 empty] | plants.glassglobal | plants.glassglobal
Iceland | [26 empty] | BREF Glass / plants.glassglobal | BREF Glass / plants.glassglobal | BREF GLASS | BREF Glas p.318 | BREF Glas p.318 | [11 empty] | plants.glassglobal | plants.glassglobal
calculated via 5,4 / 3,3
Note on Z1: Clemens: theoretical minimum as stated in BREF = 2,68 GJ/t
Note on AF1: Clemenss: theoretical minimum energy consumption 2,68 GJ/t
Note on Y3: Tobias Fleiter: Refers to average SEC in entire technology stock

## Glass melting Fiber
Glass melting furnaces glass-FIBER | [8 empty] | not available
| Technology stock data for 2014 | [25 empty] | Techno-economic data
| Capacity [kt] | Capacity [kt] | [6 empty] | Age distribution [share of total stock in %] | [6 empty] | Quantity | Quantity | [6 empty] | Specific energy consumption [kWh/t] | Thermal efficiency [%] | Electrical efficiency (CHP) [%] | Calculatory lifetime [a] | Technical lifetime [a] | Type of fuel [-] | Specific energy consumption [GJ/t] | Thermal efficiency [%] | Electrical efficiency (CHP) [%] | Saving options/ efficiency development [%] | Specific investment cost 2013 [€2013/t] | Specific investment cost 2020 [€2013/t] | Specific investment cost 2030 [€2013/t] | Annual O&M cost (in % of Invest) | Sold units 2012 [n] | Sold units 2013 [n] | Maximum temperature level [°C] | Steam temperature [°C] | Steam pressure [bar] | Minimum capacitiy of one unit [kt/a] | Maximum capacitiy of one unit [kt/a] | x | interpolation/ extrapolation
|  | Total | [14 empty] | Total | [27 empty] | a | ad hoc calculation
|  | 0 - <=50 | >50- <= 100 | >100 - <=150 | >150 -<= 200 | >200 -<=250 | >250 - <=300 | >300 | <5 a | 5 - 10 a | 10- 15 a | 15-20 a | 20 - 25 a | 25- 30 a | > 30 a |  | 0 - <=50 | >50- <= 100 | >100 - <=150 | >150 -<= 200 | >200 -<=250 | >250 - <=300 | >300 | [21 empty] | s | direct use of the source
Austria | 43.8 | confidential | confidential | confidential | confidential | confidential | confidential | confidential | n.a. | n.a. | n.a. | n.a. | n.a. | n.a. | n.a. | 1 | 1 | 0 | 0 | 0 | 0 | 0 | 0 | 1500 |  | not applicable | 20 | 20 | mainly Natural Gas and other fossils,Electricity as boost | 2,7 -5,5 |  | not applicable |  | n.a. | n.a. | n.a. | n.a. |  |  |  | not applicable | not applicable | 9.125 | 87.6 | m | modelling
Belgium | 310.25 | confidential | confidential | confidential | confidential | confidential | confidential | confidential | n.a. | n.a. | n.a. | n.a. | n.a. | n.a. | n.a. | 7 | 6 | 1 | 0 | 0 | 0 | 0 | 0 | 1500 |  | not applicable | 20 | 20 | mainly Natural Gas and other fossils,Electricity as boost | 2,7 -5,5 |  | not applicable |  | n.a. | n.a. | n.a. | n.a. |  |  |  | not applicable | not applicable | 9.125 | 87.6
Bulgaria | 0 | confidential | confidential | confidential | confidential | confidential | confidential | confidential | n.a. | n.a. | n.a. | n.a. | n.a. | n.a. | n.a. | 0 | 0 | 0 | 0 | 0 | 0 | 0 | 0 | 1500 |  | not applicable | 20 | 20 | mainly Natural Gas and other fossils,Electricity as boost | 2,7 -5,5 |  | not applicable |  | n.a. | n.a. | n.a. | n.a. |  |  |  | not applicable | not applicable | 9.125 | 87.6
Croatia | 0 | confidential | confidential | confidential | confidential | confidential | confidential | confidential | n.a. | n.a. | n.a. | n.a. | n.a. | n.a. | n.a. | 0 | 0 | 0 | 0 | 0 | 0 | 0 | 0 | 1500 |  | not applicable | 20 | 20 | mainly Natural Gas and other fossils,Electricity as boost | 2,7 -5,5 |  | not applicable |  | n.a. | n.a. | n.a. | n.a. |  |  |  | not applicable | not applicable | 9.125 | 87.6
Cyprus | 0 | confidential | confidential | confidential | confidential | confidential | confidential | confidential | n.a. | n.a. | n.a. | n.a. | n.a. | n.a. | n.a. | 0 | 0 | 0 | 0 | 0 | 0 | 0 | 0 | 1500 |  | not applicable | 20 | 20 | mainly Natural Gas and other fossils,Electricity as boost | 2,7 -5,5 |  | not applicable |  | n.a. | n.a. | n.a. | n.a. |  |  |  | not applicable | not applicable | 9.125 | 87.6
Czech Republic | 114.975 | confidential | confidential | confidential | confidential | confidential | confidential | confidential | n.a. | n.a. | n.a. | n.a. | n.a. | n.a. | n.a. | 3 | 3 | 0 | 0 | 0 | 0 | 0 | 0 | 1500 |  | not applicable | 20 | 20 | mainly Natural Gas and other fossils,Electricity as boost | 2,7 -5,5 |  | not applicable |  | n.a. | n.a. | n.a. | n.a. |  |  |  | not applicable | not applicable | 9.125 | 87.6
Denmark | 43.8 | confidential | confidential | confidential | confidential | confidential | confidential | confidential | n.a. | n.a. | n.a. | n.a. | n.a. | n.a. | n.a. | 1 | 1 | 0 | 0 | 0 | 0 | 0 | 0 | 1500 |  | not applicable | 20 | 20 | mainly Natural Gas and other fossils,Electricity as boost | 2,7 -5,5 |  | not applicable |  | n.a. | n.a. | n.a. | n.a. |  |  |  | not applicable | not applicable | 9.125 | 87.6
Estonia | 0 | confidential | confidential | confidential | confidential | confidential | confidential | confidential | n.a. | n.a. | n.a. | n.a. | n.a. | n.a. | n.a. | 0 | 0 | 0 | 0 | 0 | 0 | 0 | 0 | 1500 |  | not applicable | 20 | 20 | mainly Natural Gas and other fossils,Electricity as boost | 2,7 -5,5 |  | not applicable |  | n.a. | n.a. | n.a. | n.a. |  |  |  | not applicable | not applicable | 9.125 | 87.6
Finland | 43.8 | confidential | confidential | confidential | confidential | confidential | confidential | confidential | n.a. | n.a. | n.a. | n.a. | n.a. | n.a. | n.a. | 1 | 1 | 0 | 0 | 0 | 0 | 0 | 0 | 1500 |  | not applicable | 20 | 20 | mainly Natural Gas and other fossils,Electricity as boost | 2,7 -5,5 |  | not applicable |  | n.a. | n.a. | n.a. | n.a. |  |  |  | not applicable | not applicable | 9.125 | 87.6
France | 483.625 | confidential | confidential | confidential | confidential | confidential | confidential | confidential | n.a. | n.a. | n.a. | n.a. | n.a. | n.a. | n.a. | 11 | 8 | 3 | 0 | 0 | 0 | 0 | 0 | 1500 |  | not applicable | 20 | 20 | mainly Natural Gas and other fossils,Electricity as boost | 2,7 -5,5 |  | not applicable |  | n.a. | n.a. | n.a. | n.a. |  |  |  | not applicable | not applicable | 9.125 | 87.6
Germany | 937.32 | confidential | confidential | confidential | confidential | confidential | confidential | confidential | n.a. | n.a. | n.a. | n.a. | n.a. | n.a. | n.a. | 18 | 10 | 8 | 0 | 0 | 0 | 0 | 0 | 1500 |  | not applicable | 20 | 20 | mainly Natural Gas and other fossils,Electricity as boost | 2,7 -5,5 |  | not applicable |  | n.a. | n.a. | n.a. | n.a. |  |  |  | not applicable | not applicable | 9.125 | 87.6
Greece | 0 | confidential | confidential | confidential | confidential | confidential | confidential | confidential | n.a. | n.a. | n.a. | n.a. | n.a. | n.a. | n.a. | 0 | 0 | 0 | 0 | 0 | 0 | 0 | 0 | 1500 |  | not applicable | 20 | 20 | mainly Natural Gas and other fossils,Electricity as boost | 2,7 -5,5 |  | not applicable |  | n.a. | n.a. | n.a. | n.a. |  |  |  | not applicable | not applicable | 9.125 | 87.6
Hungary | 18.615 | confidential | confidential | confidential | confidential | confidential | confidential | confidential | n.a. | n.a. | n.a. | n.a. | n.a. | n.a. | n.a. | 1 | 1 | 0 | 0 | 0 | 0 | 0 | 0 | 1500 |  | not applicable | 20 | 20 | mainly Natural Gas and other fossils,Electricity as boost | 2,7 -5,5 |  | not applicable |  | n.a. | n.a. | n.a. | n.a. |  |  |  | not applicable | not applicable | 9.125 | 87.6
Ireland | 43.8 | confidential | confidential | confidential | confidential | confidential | confidential | confidential | n.a. | n.a. | n.a. | n.a. | n.a. | n.a. | n.a. | 1 | 1 | 0 | 0 | 0 | 0 | 0 | 0 | 1500 |  | not applicable | 20 | 20 | mainly Natural Gas and other fossils,Electricity as boost | 2,7 -5,5 |  | not applicable |  | n.a. | n.a. | n.a. | n.a. |  |  |  | not applicable | not applicable | 9.125 | 87.6
Italy | 82.125 | confidential | confidential | confidential | confidential | confidential | confidential | confidential | n.a. | n.a. | n.a. | n.a. | n.a. | n.a. | n.a. | 3 | 3 | 0 | 0 | 0 | 0 | 0 | 0 | 1500 |  | not applicable | 20 | 20 | mainly Natural Gas and other fossils,Electricity as boost | 2,7 -5,5 |  | not applicable |  | n.a. | n.a. | n.a. | n.a. |  |  |  | not applicable | not applicable | 9.125 | 87.6
Latvia | 27.375 | confidential | confidential | confidential | confidential | confidential | confidential | confidential | n.a. | n.a. | n.a. | n.a. | n.a. | n.a. | n.a. | 1 | 1 | 0 | 0 | 0 | 0 | 0 | 0 | 1500 |  | not applicable | 20 | 20 | mainly Natural Gas and other fossils,Electricity as boost | 2,7 -5,5 |  | not applicable |  | n.a. | n.a. | n.a. | n.a. |  |  |  | not applicable | not applicable | 9.125 | 87.6
Lithuania | 0 | confidential | confidential | confidential | confidential | confidential | confidential | confidential | n.a. | n.a. | n.a. | n.a. | n.a. | n.a. | n.a. | 0 | 0 | 0 | 0 | 0 | 0 | 0 | 0 | 1500 |  | not applicable | 20 | 20 | mainly Natural Gas and other fossils,Electricity as boost | 2,7 -5,5 |  | not applicable |  | n.a. | n.a. | n.a. | n.a. |  |  |  | not applicable | not applicable | 9.125 | 87.6
Luxembourg | 0 | confidential | confidential | confidential | confidential | confidential | confidential | confidential | n.a. | n.a. | n.a. | n.a. | n.a. | n.a. | n.a. | 0 | 0 | 0 | 0 | 0 | 0 | 0 | 0 | 1500 |  | not applicable | 20 | 20 | mainly Natural Gas and other fossils,Electricity as boost | 2,7 -5,5 |  | not applicable |  | n.a. | n.a. | n.a. | n.a. |  |  |  | not applicable | not applicable | 9.125 | 87.6
Malta | 0 | confidential | confidential | confidential | confidential | confidential | confidential | confidential | n.a. | n.a. | n.a. | n.a. | n.a. | n.a. | n.a. | 0 | 0 | 0 | 0 | 0 | 0 | 0 | 0 | 1500 |  | not applicable | 20 | 20 | mainly Natural Gas and other fossils,Electricity as boost | 2,7 -5,5 |  | not applicable |  | n.a. | n.a. | n.a. | n.a. |  |  |  | not applicable | not applicable | 9.125 | 87.6
Netherlands | 107.675 | confidential | confidential | confidential | confidential | confidential | confidential | confidential | n.a. | n.a. | n.a. | n.a. | n.a. | n.a. | n.a. | 3 | 3 | 0 | 0 | 0 | 0 | 0 | 0 | 1500 |  | not applicable | 20 | 20 | mainly Natural Gas and other fossils,Electricity as boost | 2,7 -5,5 |  | not applicable |  | n.a. | n.a. | n.a. | n.a. |  |  |  | not applicable | not applicable | 9.125 | 87.6
Poland | 115.34 | confidential | confidential | confidential | confidential | confidential | confidential | confidential | n.a. | n.a. | n.a. | n.a. | n.a. | n.a. | n.a. | 3 | 3 | 0 | 0 | 0 | 0 | 0 | 0 | 1500 |  | not applicable | 20 | 20 | mainly Natural Gas and other fossils,Electricity as boost | 2,7 -5,5 |  | not applicable |  | n.a. | n.a. | n.a. | n.a. |  |  |  | not applicable | not applicable | 9.125 | 87.6
Portugal | 0 | confidential | confidential | confidential | confidential | confidential | confidential | confidential | n.a. | n.a. | n.a. | n.a. | n.a. | n.a. | n.a. | 0 | 0 | 0 | 0 | 0 | 0 | 0 | 0 | 1500 |  | not applicable | 20 | 20 | mainly Natural Gas and other fossils,Electricity as boost | 2,7 -5,5 |  | not applicable |  | n.a. | n.a. | n.a. | n.a. |  |  |  | not applicable | not applicable | 9.125 | 87.6
Romania | 58.4 | confidential | confidential | confidential | confidential | confidential | confidential | confidential | n.a. | n.a. | n.a. | n.a. | n.a. | n.a. | n.a. | 2 | 2 | 0 | 0 | 0 | 0 | 0 | 0 | 1500 |  | not applicable | 20 | 20 | mainly Natural Gas and other fossils,Electricity as boost | 2,7 -5,5 |  | not applicable |  | n.a. | n.a. | n.a. | n.a. |  |  |  | not applicable | not applicable | 9.125 | 87.6
Slovakia | 87.6 | confidential | confidential | confidential | confidential | confidential | confidential | confidential | n.a. | n.a. | n.a. | n.a. | n.a. | n.a. | n.a. | 2 | 2 | 0 | 0 | 0 | 0 | 0 | 0 | 1500 |  | not applicable | 20 | 20 | mainly Natural Gas and other fossils,Electricity as boost | 2,7 -5,5 |  | not applicable |  | n.a. | n.a. | n.a. | n.a. |  |  |  | not applicable | not applicable | 9.125 | 87.6
Slovenia | 74.825 | confidential | confidential | confidential | confidential | confidential | confidential | confidential | n.a. | n.a. | n.a. | n.a. | n.a. | n.a. | n.a. | 2 | 2 | 0 | 0 | 0 | 0 | 0 | 0 | 1500 |  | not applicable | 20 | 20 | mainly Natural Gas and other fossils,Electricity as boost | 2,7 -5,5 |  | not applicable |  | n.a. | n.a. | n.a. | n.a. |  |  |  | not applicable | not applicable | 9.125 | 87.6
Spain | 155.855 | confidential | confidential | confidential | confidential | confidential | confidential | confidential | n.a. | n.a. | n.a. | n.a. | n.a. | n.a. | n.a. | 4 | 4 | 0 | 0 | 0 | 0 | 0 | 0 | 1500 |  | not applicable | 20 | 20 | mainly Natural Gas and other fossils,Electricity as boost | 2,7 -5,5 |  | not applicable |  | n.a. | n.a. | n.a. | n.a. |  |  |  | not applicable | not applicable | 9.125 | 87.6
Sweden | 158.775 | confidential | confidential | confidential | confidential | confidential | confidential | confidential | n.a. | n.a. | n.a. | n.a. | n.a. | n.a. | n.a. | 4 | 4 | 0 | 0 | 0 | 0 | 0 | 0 | 1500 |  | not applicable | 20 | 20 | mainly Natural Gas and other fossils,Electricity as boost | 2,7 -5,5 |  | not applicable |  | n.a. | n.a. | n.a. | n.a. |  |  |  | not applicable | not applicable | 9.125 | 87.6
United Kingdom | 459.9 | confidential | confidential | confidential | confidential | confidential | confidential | confidential | n.a. | n.a. | n.a. | n.a. | n.a. | n.a. | n.a. | 11 | 9 | 2 | 0 | 0 | 0 | 0 | 0 | 1500 |  | not applicable | 20 | 20 | mainly Natural Gas and other fossils,Electricity as boost | 2,7 -5,5 |  | not applicable |  | n.a. | n.a. | n.a. | n.a. |  |  |  | not applicable | not applicable | 9.125 | 87.6
Total EU-28 | 3367.855 | 2418.49 | 949.365 | 0 | 0 | 0 | 0 | 0 | n.a. | n.a. | n.a. | n.a. | n.a. | n.a. | n.a. | 79 | 65 | 14 | 0 | 0 | 0 | 0 | 0 | 1500 |  | not applicable | 20 | 20 | mainly Natural Gas and other fossils,Electricity as boost |  |  | not applicable |  | n.a. | n.a. | n.a. | n.a. | 0 | 0 |  | not applicable | not applicable | 9.125 | 87.6
Norway | 131.4 | confidential | confidential | confidential | confidential | confidential | confidential | confidential | n.a. | n.a. | n.a. | n.a. | n.a. | n.a. | n.a. | 5 | 5 | 0 | 0 | 0 | 0 | 0 | 0 | 1500 |  | not applicable | 20 | 20 | mainly Natural Gas and other fossils,Electricity as boost | 2,7 -5,5 |  | not applicable |  | n.a. | n.a. | n.a. | n.a. |  |  |  | not applicable | not applicable | 9.125 | 87.6
Switzerland | 43.8 | confidential | confidential | confidential | confidential | confidential | confidential | confidential | n.a. | n.a. | n.a. | n.a. | n.a. | n.a. | n.a. | 1 | 1 | 0 | 0 | 0 | 0 | 0 | 0 | 1500 |  | not applicable | 20 | 20 | mainly Natural Gas and other fossils,Electricity as boost | 2,7 -5,5 |  | not applicable |  | n.a. | n.a. | n.a. | n.a. |  |  |  | not applicable | not applicable | 9.125 | 87.6
Iceland | 0 | confidential | confidential | confidential | confidential | confidential | confidential | confidential | n.a. | n.a. | n.a. | n.a. | n.a. | n.a. | n.a. | 0 | 0 | 0 | 0 | 0 | 0 | 0 | 0 | 1500 |  | not applicable | 20 | 20 | mainly Natural Gas and other fossils,Electricity as boost | 2,7 -5,5 |  | not applicable |  | n.a. | n.a. | n.a. | n.a. |  |  |  | not applicable | not applicable | 9.125 | 87.6
Total | 3543.055 | 2593.69 | 949.365 | 0 | 0 | 0 | 0 | 0 | n.a. | n.a. | n.a. | n.a. | n.a. | n.a. | n.a. | 85 | 71 | 14 | 0 | 0 | 0 | 0 | 0 | 1500 |  |  | 20 | 20 | mainly Natural Gas and other fossils,Electricity as boost | [8 empty] | 0 | 0 |  |  |  | 9.125 | 87.6
Sources
| Capacity [kt] | Capacity [kt] | [6 empty] | Age distribution [share of total stock in %] | [6 empty] | Quantity [1000] | Quantity | [6 empty] | Specific energy consumption [GJ/t] | Thermal efficiency [%] | Electrical efficiency (CHP) [%] | Calculatory lifetime [a] | Technical lifetime [a] | Type of fuel [-] | Specific energy consumption [GJ/t] | Thermal efficiency [%] | Electrical efficiency (CHP) [%] | Saving options/ efficiency development [%] | Specific investment cost 2013 [€2013] | Specific investment cost 2020 [€2013] | Specific investment cost 2030 [€2013] | Annual O&M cost (in % of Invest) | Sold units 2012 [n] | Sold units 2013 [n] | Maximum temperature level [°C] | Steam temperature [°C] | Steam pressure [bar] | Minimum capacitiy of one unit [kW] | Maximum capacitiy of one unit [kW]
|  | Total | [14 empty] | Total
|  | <25,55 kt | 25,55-51,11 kt | 51,11 - 76,65 kt | 76,65-102,2 kt | 102,2 - 127,75 kt | 127,75-153,3 kt | >153,3 kt | <25,55 kt | 25,55-51,11 kt | 51,11 - 76,65 kt | 76,65-102,2 kt | 102,2 - 127,75 kt | 127,75-153,3 kt | >153,3 kt |  | <25 kW | 25 - 50 kW | 51 - 250 kW | 251 - 1000 kW | 1001 - 4999 kW | 5k - 25k kW | >25k kW
Austria | plants.glassglobal | https://plants.glassglobal.com | [13 empty] | plants.glassglobal | https://plants.glassglobal.com | [6 empty] | Fleiter et al 2013 p.474 |  |  | BREF Glass / plants.glassglobal | BREF Glass / plants.glassglobal | BREF GLASs | BREF Glas p.319 | [12 empty] | plants.glassglobal | plants.glassglobal
Belgium | plants.glassglobal | [14 empty] | plants.glassglobal | [7 empty] | Fleiter et al 2013 p.474 |  |  | BREF Glass / plants.glassglobal | BREF Glass / plants.glassglobal | BREF GLASs | BREF Glas p.319 | [12 empty] | plants.glassglobal | plants.glassglobal
Bulgaria | plants.glassglobal | [14 empty] | plants.glassglobal | [7 empty] | Fleiter et al 2013 p.474 |  |  | BREF Glass / plants.glassglobal | BREF Glass / plants.glassglobal | BREF GLASs | BREF Glas p.319 | [12 empty] | plants.glassglobal | plants.glassglobal
Croatia | plants.glassglobal | [14 empty] | plants.glassglobal | [7 empty] | Fleiter et al 2013 p.474 |  |  | BREF Glass / plants.glassglobal | BREF Glass / plants.glassglobal | BREF GLASs | BREF Glas p.319 | [12 empty] | plants.glassglobal | plants.glassglobal
Cyprus | plants.glassglobal | [14 empty] | plants.glassglobal | [7 empty] | Fleiter et al 2013 p.474 |  |  | BREF Glass / plants.glassglobal | BREF Glass / plants.glassglobal | BREF GLASs | BREF Glas p.319 | [12 empty] | plants.glassglobal | plants.glassglobal
Czech Republic | plants.glassglobal | [14 empty] | plants.glassglobal | [7 empty] | Fleiter et al 2013 p.474 |  |  | BREF Glass / plants.glassglobal | BREF Glass / plants.glassglobal | BREF GLASs | BREF Glas p.319 | [12 empty] | plants.glassglobal | plants.glassglobal
Denmark | plants.glassglobal | [14 empty] | plants.glassglobal | [7 empty] | Fleiter et al 2013 p.474 |  |  | BREF Glass / plants.glassglobal | BREF Glass / plants.glassglobal | BREF GLASs | BREF Glas p.319 | [12 empty] | plants.glassglobal | plants.glassglobal
Estonia | plants.glassglobal | [14 empty] | plants.glassglobal | [7 empty] | Fleiter et al 2013 p.474 |  |  | BREF Glass / plants.glassglobal | BREF Glass / plants.glassglobal | BREF GLASs | BREF Glas p.319 | [12 empty] | plants.glassglobal | plants.glassglobal
Finland | plants.glassglobal | [14 empty] | plants.glassglobal | [7 empty] | Fleiter et al 2013 p.474 |  |  | BREF Glass / plants.glassglobal | BREF Glass / plants.glassglobal | BREF GLASs | BREF Glas p.319 | [12 empty] | plants.glassglobal | plants.glassglobal
France | plants.glassglobal | [14 empty] | plants.glassglobal | [7 empty] | Fleiter et al 2013 p.474 |  |  | BREF Glass / plants.glassglobal | BREF Glass / plants.glassglobal | BREF GLASs | BREF Glas p.319 | [12 empty] | plants.glassglobal | plants.glassglobal
Germany | plants.glassglobal | [14 empty] | plants.glassglobal | [7 empty] | Fleiter et al 2013 p.474 |  |  | BREF Glass / plants.glassglobal | BREF Glass / plants.glassglobal | BREF GLASs | BREF Glas p.319 | [12 empty] | plants.glassglobal | plants.glassglobal
Greece | plants.glassglobal | [14 empty] | plants.glassglobal | [7 empty] | Fleiter et al 2013 p.474 |  |  | BREF Glass / plants.glassglobal | BREF Glass / plants.glassglobal | BREF GLASs | BREF Glas p.319 | [12 empty] | plants.glassglobal | plants.glassglobal
Hungary | plants.glassglobal | [14 empty] | plants.glassglobal | [7 empty] | Fleiter et al 2013 p.474 |  |  | BREF Glass / plants.glassglobal | BREF Glass / plants.glassglobal | BREF GLASs | BREF Glas p.319 | [12 empty] | plants.glassglobal | plants.glassglobal
Ireland | plants.glassglobal | [14 empty] | plants.glassglobal | [7 empty] | Fleiter et al 2013 p.474 |  |  | BREF Glass / plants.glassglobal | BREF Glass / plants.glassglobal | BREF GLASs | BREF Glas p.319 | [12 empty] | plants.glassglobal | plants.glassglobal
Italy | plants.glassglobal | [14 empty] | plants.glassglobal | [7 empty] | Fleiter et al 2013 p.474 |  |  | BREF Glass / plants.glassglobal | BREF Glass / plants.glassglobal | BREF GLASs | BREF Glas p.319 | [12 empty] | plants.glassglobal | plants.glassglobal
Latvia | plants.glassglobal | [14 empty] | plants.glassglobal | [7 empty] | Fleiter et al 2013 p.474 |  |  | BREF Glass / plants.glassglobal | BREF Glass / plants.glassglobal | BREF GLASs | BREF Glas p.319 | [12 empty] | plants.glassglobal | plants.glassglobal
Lithuania | plants.glassglobal | [14 empty] | plants.glassglobal | [7 empty] | Fleiter et al 2013 p.474 |  |  | BREF Glass / plants.glassglobal | BREF Glass / plants.glassglobal | BREF GLASs | BREF Glas p.319 | [12 empty] | plants.glassglobal | plants.glassglobal
Luxembourg | plants.glassglobal | [14 empty] | plants.glassglobal | [7 empty] | Fleiter et al 2013 p.474 |  |  | BREF Glass / plants.glassglobal | BREF Glass / plants.glassglobal | BREF GLASs | BREF Glas p.319 | [12 empty] | plants.glassglobal | plants.glassglobal
Malta | plants.glassglobal | [14 empty] | plants.glassglobal | [7 empty] | Fleiter et al 2013 p.474 |  |  | BREF Glass / plants.glassglobal | BREF Glass / plants.glassglobal | BREF GLASs | BREF Glas p.319 | [12 empty] | plants.glassglobal | plants.glassglobal
Netherlands | plants.glassglobal | [14 empty] | plants.glassglobal | [7 empty] | Fleiter et al 2013 p.474 |  |  | BREF Glass / plants.glassglobal | BREF Glass / plants.glassglobal | BREF GLASs | BREF Glas p.319 | [12 empty] | plants.glassglobal | plants.glassglobal
Poland | plants.glassglobal | [14 empty] | plants.glassglobal | [7 empty] | Fleiter et al 2013 p.474 |  |  | BREF Glass / plants.glassglobal | BREF Glass / plants.glassglobal | BREF GLASs | BREF Glas p.319 | [12 empty] | plants.glassglobal | plants.glassglobal
Portugal | plants.glassglobal | [14 empty] | plants.glassglobal | [7 empty] | Fleiter et al 2013 p.474 |  |  | BREF Glass / plants.glassglobal | BREF Glass / plants.glassglobal | BREF GLASs | BREF Glas p.319 | [12 empty] | plants.glassglobal | plants.glassglobal
Romania | plants.glassglobal | [14 empty] | plants.glassglobal | [7 empty] | Fleiter et al 2013 p.474 |  |  | BREF Glass / plants.glassglobal | BREF Glass / plants.glassglobal | BREF GLASs | BREF Glas p.319 | [12 empty] | plants.glassglobal | plants.glassglobal
Slovakia | plants.glassglobal | [14 empty] | plants.glassglobal | [7 empty] | Fleiter et al 2013 p.474 |  |  | BREF Glass / plants.glassglobal | BREF Glass / plants.glassglobal | BREF GLASs | BREF Glas p.319 | [12 empty] | plants.glassglobal | plants.glassglobal
Slovenia | plants.glassglobal | [14 empty] | plants.glassglobal | [7 empty] | Fleiter et al 2013 p.474 |  |  | BREF Glass / plants.glassglobal | BREF Glass / plants.glassglobal | BREF GLASs | BREF Glas p.319 | [12 empty] | plants.glassglobal | plants.glassglobal
Spain | plants.glassglobal | [14 empty] | plants.glassglobal | [7 empty] | Fleiter et al 2013 p.474 |  |  | BREF Glass / plants.glassglobal | BREF Glass / plants.glassglobal | BREF GLASs | BREF Glas p.319 | [12 empty] | plants.glassglobal | plants.glassglobal
Sweden | plants.glassglobal | [14 empty] | plants.glassglobal | [7 empty] | Fleiter et al 2013 p.474 |  |  | BREF Glass / plants.glassglobal | BREF Glass / plants.glassglobal | BREF GLASs | BREF Glas p.319 | [12 empty] | plants.glassglobal | plants.glassglobal
United Kingdom | plants.glassglobal | [14 empty] | plants.glassglobal | [7 empty] | Fleiter et al 2013 p.474 |  |  | BREF Glass / plants.glassglobal | BREF Glass / plants.glassglobal | BREF GLASs | BREF Glas p.319 | [12 empty] | plants.glassglobal | plants.glassglobal
Norway | plants.glassglobal | [14 empty] | plants.glassglobal | [7 empty] | Fleiter et al 2013 p.474 |  |  | BREF Glass / plants.glassglobal | BREF Glass / plants.glassglobal | BREF GLASs | BREF Glas p.319 | [12 empty] | plants.glassglobal | plants.glassglobal
Switzerland | plants.glassglobal | [14 empty] | plants.glassglobal | [7 empty] | Fleiter et al 2013 p.474 |  |  | BREF Glass / plants.glassglobal | BREF Glass / plants.glassglobal | BREF GLASs | BREF Glas p.319 | [12 empty] | plants.glassglobal | plants.glassglobal
Iceland | plants.glassglobal | [14 empty] | plants.glassglobal | [7 empty] | Fleiter et al 2013 p.474 |  |  | BREF Glass / plants.glassglobal | BREF Glass / plants.glassglobal | BREF GLASs | BREF Glas p.319
Note on Y1: Clemens: BREF mentions Consumptopn mainly between 8 and 18 GJ/t mean is 12,5 equal to roughly 3500 kwh/t
Note on Y3: Tobias Fleiter: Refers to average SEC in entire technology stock

## Glass melting Other
Glass melting furnaces glass-OTHER | [8 empty] | not available
| Technology stock data for 2014 | [25 empty] | Techno-economic data
| Capacity [kt] | Capacity [kt] | [6 empty] | Age distribution [share of total stock in %] | [6 empty] | Quantity | Quantity | [6 empty] | Specific energy consumption [kWh/t] | Thermal efficiency [%] | Electrical efficiency (CHP) [%] | Calculatory lifetime [a] | Technical lifetime [a] | Type of fuel [-] | Specific energy consumption [GJ/t] | Thermal efficiency [%] | Electrical efficiency (CHP) [%] | Saving options/ efficiency development [%] | Specific investment cost 2013 [€2013/t] | Specific investment cost 2020 [€2013/t] | Specific investment cost 2030 [€2013/t] | Annual O&M cost (in % of Invest) | Sold units 2012 [n] | Sold units 2013 [n] | Maximum temperature level [°C] | Steam temperature [°C] | Steam pressure [bar] | Minimum capacitiy of one unit [kt/a] | Maximum capacitiy of one unit [kt/a] | x | interpolation/ extrapolation
|  | Total | [14 empty] | Total | [27 empty] | a | ad hoc calculation
|  | 0 - <=50 | >50- <= 100 | >100 - <=150 | >150 -<= 200 | >200 -<=250 | >250 - <=300 | >300 | <5 a | 5 - 10 a | 10- 15 a | 15-20 a | 20 - 25 a | 25- 30 a | > 30 a |  | 0 - <=50 | >50- <= 100 | >100 - <=150 | >150 -<= 200 | >200 -<=250 | >250 - <=300 | >300 | [21 empty] | s | direct use of the source
Austria | 0 | confidential | confidential | confidential | confidential | confidential | confidential | confidential | n.a. | n.a. | n.a. | n.a. | n.a. | n.a. | n.a. | 0 | 0 | 0 | 0 | 0 | 0 | 0 | 0 | 3666 |  | not applicable | 20 | 20 | mainly Natural Gas and other fossils,Electricity as boost | 3,9 - 15 |  | not applicable |  | n.a. | n.a. | n.a. | n.a. | [5 empty] | 1.825 | 51.1 | m | modelling
Belgium | 51.1 | confidential | confidential | confidential | confidential | confidential | confidential | confidential | n.a. | n.a. | n.a. | n.a. | n.a. | n.a. | n.a. | 1 | 0 | 1 | 0 | 0 | 0 | 0 | 0 | 3666 |  | not applicable | 20 | 20 | mainly Natural Gas and other fossils,Electricity as boost | 3,9 - 15 |  | not applicable |  | n.a. | n.a. | n.a. | n.a. | [5 empty] | 1.825 | 51.1
Bulgaria | 32.85 | confidential | confidential | confidential | confidential | confidential | confidential | confidential | n.a. | n.a. | n.a. | n.a. | n.a. | n.a. | n.a. | 1 | 1 | 0 | 0 | 0 | 0 | 0 | 0 | 3666 |  | not applicable | 20 | 20 | mainly Natural Gas and other fossils,Electricity as boost | 3,9 - 15 |  | not applicable |  | n.a. | n.a. | n.a. | n.a. | [5 empty] | 1.825 | 51.1
Croatia | 0 | confidential | confidential | confidential | confidential | confidential | confidential | confidential | n.a. | n.a. | n.a. | n.a. | n.a. | n.a. | n.a. | 0 | 0 | 0 | 0 | 0 | 0 | 0 | 0 | 3666 |  | not applicable | 20 | 20 | mainly Natural Gas and other fossils,Electricity as boost | 3,9 - 15 |  | not applicable |  | n.a. | n.a. | n.a. | n.a. | [5 empty] | 1.825 | 51.1
Cyprus | 0 | confidential | confidential | confidential | confidential | confidential | confidential | confidential | n.a. | n.a. | n.a. | n.a. | n.a. | n.a. | n.a. | 0 | 0 | 0 | 0 | 0 | 0 | 0 | 0 | 3666 |  | not applicable | 20 | 20 | mainly Natural Gas and other fossils,Electricity as boost | 3,9 - 15 |  | not applicable |  | n.a. | n.a. | n.a. | n.a. | [5 empty] | 1.825 | 51.1
Czech Republic | 32.85 | confidential | confidential | confidential | confidential | confidential | confidential | confidential | n.a. | n.a. | n.a. | n.a. | n.a. | n.a. | n.a. | 1 | 1 | 0 | 0 | 0 | 0 | 0 | 0 | 3666 |  | not applicable | 20 | 20 | mainly Natural Gas and other fossils,Electricity as boost | 3,9 - 15 |  | not applicable |  | n.a. | n.a. | n.a. | n.a. | [5 empty] | 1.825 | 51.1
Denmark | 0 | confidential | confidential | confidential | confidential | confidential | confidential | confidential | n.a. | n.a. | n.a. | n.a. | n.a. | n.a. | n.a. | 0 | 0 | 0 | 0 | 0 | 0 | 0 | 0 | 3666 |  | not applicable | 20 | 20 | mainly Natural Gas and other fossils,Electricity as boost | 3,9 - 15 |  | not applicable |  | n.a. | n.a. | n.a. | n.a. | [5 empty] | 1.825 | 51.1
Estonia | 0 | confidential | confidential | confidential | confidential | confidential | confidential | confidential | n.a. | n.a. | n.a. | n.a. | n.a. | n.a. | n.a. | 0 | 0 | 0 | 0 | 0 | 0 | 0 | 0 | 3666 |  | not applicable | 20 | 20 | mainly Natural Gas and other fossils,Electricity as boost | 3,9 - 15 |  | not applicable |  | n.a. | n.a. | n.a. | n.a. | [5 empty] | 1.825 | 51.1
Finland | 0 | confidential | confidential | confidential | confidential | confidential | confidential | confidential | n.a. | n.a. | n.a. | n.a. | n.a. | n.a. | n.a. | 0 | 0 | 0 | 0 | 0 | 0 | 0 | 0 | 3666 |  | not applicable | 20 | 20 | mainly Natural Gas and other fossils,Electricity as boost | 3,9 - 15 |  | not applicable |  | n.a. | n.a. | n.a. | n.a. | [5 empty] | 1.825 | 51.1
France | 128.48 | confidential | confidential | confidential | confidential | confidential | confidential | confidential | n.a. | n.a. | n.a. | n.a. | n.a. | n.a. | n.a. | 6 | 6 | 0 | 0 | 0 | 0 | 0 | 0 | 3666 |  | not applicable | 20 | 20 | mainly Natural Gas and other fossils,Electricity as boost | 3,9 - 15 |  | not applicable |  | n.a. | n.a. | n.a. | n.a. | [5 empty] | 1.825 | 51.1
Germany | 671.235 | confidential | confidential | confidential | confidential | confidential | confidential | confidential | n.a. | n.a. | n.a. | n.a. | n.a. | n.a. | n.a. | 19 | 16 | 0 | 3 | 0 | 0 | 0 | 0 | 3666 |  | not applicable | 20 | 20 | mainly Natural Gas and other fossils,Electricity as boost | 3,9 - 15 |  | not applicable |  | n.a. | n.a. | n.a. | n.a. | [5 empty] | 1.825 | 51.1
Greece | 0 | confidential | confidential | confidential | confidential | confidential | confidential | confidential | n.a. | n.a. | n.a. | n.a. | n.a. | n.a. | n.a. | 0 | 0 | 0 | 0 | 0 | 0 | 0 | 0 | 3666 |  | not applicable | 20 | 20 | mainly Natural Gas and other fossils,Electricity as boost | 3,9 - 15 |  | not applicable |  | n.a. | n.a. | n.a. | n.a. | [5 empty] | 1.825 | 51.1
Hungary | 0 | confidential | confidential | confidential | confidential | confidential | confidential | confidential | n.a. | n.a. | n.a. | n.a. | n.a. | n.a. | n.a. | 0 | 0 | 0 | 0 | 0 | 0 | 0 | 0 | 3666 |  | not applicable | 20 | 20 | mainly Natural Gas and other fossils,Electricity as boost | 3,9 - 15 |  | not applicable |  | n.a. | n.a. | n.a. | n.a. | [5 empty] | 1.825 | 51.1
Ireland | 32.85 | confidential | confidential | confidential | confidential | confidential | confidential | confidential | n.a. | n.a. | n.a. | n.a. | n.a. | n.a. | n.a. | 1 | 1 | 0 | 0 | 0 | 0 | 0 | 0 | 3666 |  | not applicable | 20 | 20 | mainly Natural Gas and other fossils,Electricity as boost | 3,9 - 15 |  | not applicable |  | n.a. | n.a. | n.a. | n.a. | [5 empty] | 1.825 | 51.1
Italy | 436.905 | confidential | confidential | confidential | confidential | confidential | confidential | confidential | n.a. | n.a. | n.a. | n.a. | n.a. | n.a. | n.a. | 12 | 12 | 0 | 0 | 0 | 0 | 0 | 0 | 3666 |  | not applicable | 20 | 20 | mainly Natural Gas and other fossils,Electricity as boost | 3,9 - 15 |  | not applicable |  | n.a. | n.a. | n.a. | n.a. | [5 empty] | 1.825 | 51.1
Latvia | 0 | confidential | confidential | confidential | confidential | confidential | confidential | confidential | n.a. | n.a. | n.a. | n.a. | n.a. | n.a. | n.a. | 0 | 0 | 0 | 0 | 0 | 0 | 0 | 0 | 3666 |  | not applicable | 20 | 20 | mainly Natural Gas and other fossils,Electricity as boost | 3,9 - 15 |  | not applicable |  | n.a. | n.a. | n.a. | n.a. | [5 empty] | 1.825 | 51.1
Lithuania | 0 | confidential | confidential | confidential | confidential | confidential | confidential | confidential | n.a. | n.a. | n.a. | n.a. | n.a. | n.a. | n.a. | 0 | 0 | 0 | 0 | 0 | 0 | 0 | 0 | 3666 |  | not applicable | 20 | 20 | mainly Natural Gas and other fossils,Electricity as boost | 3,9 - 15 |  | not applicable |  | n.a. | n.a. | n.a. | n.a. | [5 empty] | 1.825 | 51.1
Luxembourg | 0 | confidential | confidential | confidential | confidential | confidential | confidential | confidential | n.a. | n.a. | n.a. | n.a. | n.a. | n.a. | n.a. | 0 | 0 | 0 | 0 | 0 | 0 | 0 | 0 | 3666 |  | not applicable | 20 | 20 | mainly Natural Gas and other fossils,Electricity as boost | 3,9 - 15 |  | not applicable |  | n.a. | n.a. | n.a. | n.a. | [5 empty] | 1.825 | 51.1
Malta | 0 | confidential | confidential | confidential | confidential | confidential | confidential | confidential | n.a. | n.a. | n.a. | n.a. | n.a. | n.a. | n.a. | 0 | 0 | 0 | 0 | 0 | 0 | 0 | 0 | 3666 |  | not applicable | 20 | 20 | mainly Natural Gas and other fossils,Electricity as boost | 3,9 - 15 |  | not applicable |  | n.a. | n.a. | n.a. | n.a. | [5 empty] | 1.825 | 51.1
Netherlands | 164.25 | confidential | confidential | confidential | confidential | confidential | confidential | confidential | n.a. | n.a. | n.a. | n.a. | n.a. | n.a. | n.a. | 15 | 15 | 0 | 0 | 0 | 0 | 0 | 0 | 3666 |  | not applicable | 20 | 20 | mainly Natural Gas and other fossils,Electricity as boost | 3,9 - 15 |  | not applicable |  | n.a. | n.a. | n.a. | n.a. | [5 empty] | 1.825 | 51.1
Poland | 317.55 | confidential | confidential | confidential | confidential | confidential | confidential | confidential | n.a. | n.a. | n.a. | n.a. | n.a. | n.a. | n.a. | 12 | 12 | 0 | 0 | 0 | 0 | 0 | 0 | 3666 |  | not applicable | 20 | 20 | mainly Natural Gas and other fossils,Electricity as boost | 3,9 - 15 |  | not applicable |  | n.a. | n.a. | n.a. | n.a. | [5 empty] | 1.825 | 51.1
Portugal | 65.7 | confidential | confidential | confidential | confidential | confidential | confidential | confidential | n.a. | n.a. | n.a. | n.a. | n.a. | n.a. | n.a. | 2 | 2 | 0 | 0 | 0 | 0 | 0 | 0 | 3666 |  | not applicable | 20 | 20 | mainly Natural Gas and other fossils,Electricity as boost | 3,9 - 15 |  | not applicable |  | n.a. | n.a. | n.a. | n.a. | [5 empty] | 1.825 | 51.1
Romania | 131.4 | confidential | confidential | confidential | confidential | confidential | confidential | confidential | n.a. | n.a. | n.a. | n.a. | n.a. | n.a. | n.a. | 4 | 4 | 0 | 0 | 0 | 0 | 0 | 0 | 3666 |  | not applicable | 20 | 20 | mainly Natural Gas and other fossils,Electricity as boost | 3,9 - 15 |  | not applicable |  | n.a. | n.a. | n.a. | n.a. | [5 empty] | 1.825 | 51.1
Slovakia | 0 | confidential | confidential | confidential | confidential | confidential | confidential | confidential | n.a. | n.a. | n.a. | n.a. | n.a. | n.a. | n.a. | 0 | 0 | 0 | 0 | 0 | 0 | 0 | 0 | 3666 |  | not applicable | 20 | 20 | mainly Natural Gas and other fossils,Electricity as boost | 3,9 - 15 |  | not applicable |  | n.a. | n.a. | n.a. | n.a. | [5 empty] | 1.825 | 51.1
Slovenia | 9.125 | confidential | confidential | confidential | confidential | confidential | confidential | confidential | n.a. | n.a. | n.a. | n.a. | n.a. | n.a. | n.a. | 1 | 1 | 0 | 0 | 0 | 0 | 0 | 0 | 3666 |  | not applicable | 20 | 20 | mainly Natural Gas and other fossils,Electricity as boost | 3,9 - 15 |  | not applicable |  | n.a. | n.a. | n.a. | n.a. | [5 empty] | 1.825 | 51.1
Spain | 133.955 | confidential | confidential | confidential | confidential | confidential | confidential | confidential | n.a. | n.a. | n.a. | n.a. | n.a. | n.a. | n.a. | 4 | 3 | 1 | 0 | 0 | 0 | 0 | 0 | 3666 |  | not applicable | 20 | 20 | mainly Natural Gas and other fossils,Electricity as boost | 3,9 - 15 |  | not applicable |  | n.a. | n.a. | n.a. | n.a. | [5 empty] | 1.825 | 51.1
Sweden | 65.7 | confidential | confidential | confidential | confidential | confidential | confidential | confidential | n.a. | n.a. | n.a. | n.a. | n.a. | n.a. | n.a. | 2 | 2 | 0 | 0 | 0 | 0 | 0 | 0 | 3666 |  | not applicable | 20 | 20 | mainly Natural Gas and other fossils,Electricity as boost | 3,9 - 15 |  | not applicable |  | n.a. | n.a. | n.a. | n.a. | [5 empty] | 1.825 | 51.1
United Kingdom | 54.75 | confidential | confidential | confidential | confidential | confidential | confidential | confidential | n.a. | n.a. | n.a. | n.a. | n.a. | n.a. | n.a. | 2 | 1 | 1 | 0 | 0 | 0 | 0 | 0 | 3666 |  | not applicable | 20 | 20 | mainly Natural Gas and other fossils,Electricity as boost | 3,9 - 15 |  | not applicable |  | n.a. | n.a. | n.a. | n.a. | [5 empty] | 1.825 | 51.1
Total EU-28 | 2328.7 | 1846.9 | 153.3 | 328.5 | 0 | 0 | 0 | 0 | n.a. | n.a. | n.a. | n.a. | n.a. | n.a. | n.a. | 83 | 77 | 3 | 3 | 0 | 0 | 0 | 0 | 3666 |  | not applicable | 20 | 20 | mainly Natural Gas and other fossils,Electricity as boost |  |  | not applicable |  | n.a. | n.a. | n.a. | n.a. | 0 | 0 |  |  |  | 1.825 | 51.1
Norway | 0 | confidential | confidential | confidential | confidential | confidential | confidential | confidential | n.a. | n.a. | n.a. | n.a. | n.a. | n.a. | n.a. | 0 | 0 | 0 | 0 | 0 | 0 | 0 | 0 | 3666 |  | not applicable | 20 | 20 | mainly Natural Gas and other fossils,Electricity as boost | 3,9 - 15 |  | not applicable |  | n.a. | n.a. | n.a. | n.a. | [5 empty] | 1.825 | 51.1
Switzerland | 32.85 | confidential | confidential | confidential | confidential | confidential | confidential | confidential | n.a. | n.a. | n.a. | n.a. | n.a. | n.a. | n.a. | 1 | 1 | 0 | 0 | 0 | 0 | 0 | 0 | 3666 |  | not applicable | 20 | 20 | mainly Natural Gas and other fossils,Electricity as boost | 3,9 - 15 |  | not applicable |  | n.a. | n.a. | n.a. | n.a. | [5 empty] | 1.825 | 51.1
Iceland | 0 | confidential | confidential | confidential | confidential | confidential | confidential | confidential | n.a. | n.a. | n.a. | n.a. | n.a. | n.a. | n.a. | 0 | 0 | 0 | 0 | 0 | 0 | 0 | 0 | 3666 |  | not applicable | 20 | 20 | mainly Natural Gas and other fossils,Electricity as boost | 3,9 - 15 |  | not applicable |  | n.a. | n.a. | n.a. | n.a. | [5 empty] | 1.825 | 51.1
Total | 2361.55 | 1879.75 | 153.3 | 328.5 | 0 | 0 | 0 | 0 | n.a. | n.a. | n.a. | n.a. | n.a. | n.a. | n.a. | 84 | 78 | 3 | 3 | 0 | 0 | 0 | 0 | 3666 |  | not applicable | 20 | 20 | mainly Natural Gas and other fossils,Electricity as boost |  |  | not applicable | [5 empty] | 0 | 0 |  |  |  | 1.825 | 51.1
Sources
| Capacity [kt] | Capacity [kt] | [6 empty] | Age distribution [share of total stock in %] | [6 empty] | Quantity [1000] | Quantity | [6 empty] | Specific energy consumption [GJ/t] | Thermal efficiency [%] | Electrical efficiency (CHP) [%] | Calculatory lifetime [a] | Technical lifetime [a] | Type of fuel [-] | Specific energy consumption [GJ/t] | Thermal efficiency [%] | Electrical efficiency (CHP) [%] | Saving options/ efficiency development [%] | Specific investment cost 2013 [€2013] | Specific investment cost 2020 [€2013] | Specific investment cost 2030 [€2013] | Annual O&M cost (in % of Invest) | Sold units 2012 [n] | Sold units 2013 [n] | Maximum temperature level [°C] | Steam temperature [°C] | Steam pressure [bar] | Minimum capacitiy of one unit [kW] | Maximum capacitiy of one unit [kW]
|  | Total | [14 empty] | Total
|  | <25,55 kt | 25,55-51,11 kt | 51,11 - 76,65 kt | 76,65-102,2 kt | 102,2 - 127,75 kt | 127,75-153,3 kt | >153,3 kt | <25,55 kt | 25,55-51,11 kt | 51,11 - 76,65 kt | 76,65-102,2 kt | 102,2 - 127,75 kt | 127,75-153,3 kt | >153,3 kt |  | <25 kW | 25 - 50 kW | 51 - 250 kW | 251 - 1000 kW | 1001 - 4999 kW | 5k - 25k kW | >25k kW
Austria | plants.glassglobal | https://plants.glassglobal.com | [13 empty] | plants.glassglobal | https://plants.glassglobal.com | [6 empty] | Fleiter et al 2013 p. 474 |  |  |  |  | BREF GLAS | BREF Glass p.319 | [12 empty] | plants.glassglobal | plants.glassglobal
Belgium | plants.glassglobal | [14 empty] | plants.glassglobal | [7 empty] | Fleiter et al 2013 p. 474 |  |  |  |  | BREF GLAS | BREF Glass p.319 | [12 empty] | plants.glassglobal | plants.glassglobal
Bulgaria | plants.glassglobal | [14 empty] | plants.glassglobal | [7 empty] | Fleiter et al 2013 p. 474 |  |  |  |  | BREF GLAS | BREF Glass p.319 | [12 empty] | plants.glassglobal | plants.glassglobal
Croatia | plants.glassglobal | [14 empty] | plants.glassglobal | [7 empty] | Fleiter et al 2013 p. 474 |  |  |  |  | BREF GLAS | BREF Glass p.319 | [12 empty] | plants.glassglobal | plants.glassglobal
Cyprus | plants.glassglobal | [14 empty] | plants.glassglobal | [7 empty] | Fleiter et al 2013 p. 474 |  |  |  |  | BREF GLAS | BREF Glass p.319 | [12 empty] | plants.glassglobal | plants.glassglobal
Czech Republic | plants.glassglobal | [14 empty] | plants.glassglobal | [7 empty] | Fleiter et al 2013 p. 474 |  |  |  |  | BREF GLAS | BREF Glass p.319 | [12 empty] | plants.glassglobal | plants.glassglobal
Denmark | plants.glassglobal | [14 empty] | plants.glassglobal | [7 empty] | Fleiter et al 2013 p. 474 |  |  |  |  | BREF GLAS | BREF Glass p.319 | [12 empty] | plants.glassglobal | plants.glassglobal
Estonia | plants.glassglobal | [14 empty] | plants.glassglobal | [7 empty] | Fleiter et al 2013 p. 474 |  |  |  |  | BREF GLAS | BREF Glass p.319 | [12 empty] | plants.glassglobal | plants.glassglobal
Finland | plants.glassglobal | [14 empty] | plants.glassglobal | [7 empty] | Fleiter et al 2013 p. 474 |  |  |  |  | BREF GLAS | BREF Glass p.319 | [12 empty] | plants.glassglobal | plants.glassglobal
France | plants.glassglobal | [14 empty] | plants.glassglobal | [7 empty] | Fleiter et al 2013 p. 474 |  |  |  |  | BREF GLAS | BREF Glass p.319 | [12 empty] | plants.glassglobal | plants.glassglobal
Germany | plants.glassglobal | [14 empty] | plants.glassglobal | [7 empty] | Fleiter et al 2013 p. 474 |  |  |  |  | BREF GLAS | BREF Glass p.319 | [12 empty] | plants.glassglobal | plants.glassglobal
Greece | plants.glassglobal | [14 empty] | plants.glassglobal | [7 empty] | Fleiter et al 2013 p. 474 |  |  |  |  | BREF GLAS | BREF Glass p.319 | [12 empty] | plants.glassglobal | plants.glassglobal
Hungary | plants.glassglobal | [14 empty] | plants.glassglobal | [7 empty] | Fleiter et al 2013 p. 474 |  |  |  |  | BREF GLAS | BREF Glass p.319 | [12 empty] | plants.glassglobal | plants.glassglobal
Ireland | plants.glassglobal | [14 empty] | plants.glassglobal | [7 empty] | Fleiter et al 2013 p. 474 |  |  |  |  | BREF GLAS | BREF Glass p.319 | [12 empty] | plants.glassglobal | plants.glassglobal
Italy | plants.glassglobal | [14 empty] | plants.glassglobal | [7 empty] | Fleiter et al 2013 p. 474 |  |  |  |  | BREF GLAS | BREF Glass p.319 | [12 empty] | plants.glassglobal | plants.glassglobal
Latvia | plants.glassglobal | [14 empty] | plants.glassglobal | [7 empty] | Fleiter et al 2013 p. 474 |  |  |  |  | BREF GLAS | BREF Glass p.319 | [12 empty] | plants.glassglobal | plants.glassglobal
Lithuania | plants.glassglobal | [14 empty] | plants.glassglobal | [7 empty] | Fleiter et al 2013 p. 474 |  |  |  |  | BREF GLAS | BREF Glass p.319 | [12 empty] | plants.glassglobal | plants.glassglobal
Luxembourg | plants.glassglobal | [14 empty] | plants.glassglobal | [7 empty] | Fleiter et al 2013 p. 474 |  |  |  |  | BREF GLAS | BREF Glass p.319 | [12 empty] | plants.glassglobal | plants.glassglobal
Malta | plants.glassglobal | [14 empty] | plants.glassglobal | [7 empty] | Fleiter et al 2013 p. 474 |  |  |  |  | BREF GLAS | BREF Glass p.319 | [12 empty] | plants.glassglobal | plants.glassglobal
Netherlands | plants.glassglobal | [14 empty] | plants.glassglobal | [7 empty] | Fleiter et al 2013 p. 474 |  |  |  |  | BREF GLAS | BREF Glass p.319 | [12 empty] | plants.glassglobal | plants.glassglobal
Poland | plants.glassglobal | [14 empty] | plants.glassglobal | [7 empty] | Fleiter et al 2013 p. 474 |  |  |  |  | BREF GLAS | BREF Glass p.319 | [12 empty] | plants.glassglobal | plants.glassglobal
Portugal | plants.glassglobal | [14 empty] | plants.glassglobal | [7 empty] | Fleiter et al 2013 p. 474 |  |  |  |  | BREF GLAS | BREF Glass p.319 | [12 empty] | plants.glassglobal | plants.glassglobal
Romania | plants.glassglobal | [14 empty] | plants.glassglobal | [7 empty] | Fleiter et al 2013 p. 474 |  |  |  |  | BREF GLAS | BREF Glass p.319 | [12 empty] | plants.glassglobal | plants.glassglobal
Slovakia | plants.glassglobal | [14 empty] | plants.glassglobal | [7 empty] | Fleiter et al 2013 p. 474 |  |  |  |  | BREF GLAS | BREF Glass p.319 | [12 empty] | plants.glassglobal | plants.glassglobal
Slovenia | plants.glassglobal | [14 empty] | plants.glassglobal | [7 empty] | Fleiter et al 2013 p. 474 |  |  |  |  | BREF GLAS | BREF Glass p.319 | [12 empty] | plants.glassglobal | plants.glassglobal
Spain | plants.glassglobal | [14 empty] | plants.glassglobal | [7 empty] | Fleiter et al 2013 p. 474 |  |  |  |  | BREF GLAS | BREF Glass p.319 | [12 empty] | plants.glassglobal | plants.glassglobal
Sweden | plants.glassglobal | [14 empty] | plants.glassglobal | [7 empty] | Fleiter et al 2013 p. 474 |  |  |  |  | BREF GLAS | BREF Glass p.319 | [12 empty] | plants.glassglobal | plants.glassglobal
United Kingdom | plants.glassglobal | [14 empty] | plants.glassglobal | [7 empty] | Fleiter et al 2013 p. 474 |  |  |  |  | BREF GLAS | BREF Glass p.319 | [12 empty] | plants.glassglobal | plants.glassglobal
| plants.glassglobal | [14 empty] | plants.glassglobal
Norway | plants.glassglobal | [14 empty] | plants.glassglobal | [7 empty] | Fleiter et al 2013 p. 474 |  |  |  |  | BREF GLAS | BREF Glass p.319 | [12 empty] | plants.glassglobal | plants.glassglobal
Switzerland | plants.glassglobal | [14 empty] | plants.glassglobal | [7 empty] | Fleiter et al 2013 p. 474 |  |  |  |  | BREF GLAS | BREF Glass p.319 | [12 empty] | plants.glassglobal | plants.glassglobal
Iceland | plants.glassglobal | [14 empty] | plants.glassglobal | [7 empty] | Fleiter et al 2013 p. 474 |  |  |  |  | BREF GLAS | BREF Glass p.319 | [12 empty] | plants.glassglobal | plants.glassglobal
Note on Y3: Tobias Fleiter: Refers to average SEC in entire technology stock

## CHP Steam turbine
Steam turbine
Techno-economic data
| Calculatory lifetime [a] | Technical lifetime [a] | Type of fuel [-] | Specific energy consumption [GJ/t] | Thermal efficiency [%] | Electrical efficiency (CHP) [%] | Saving options/ efficiency development [%] | Specific investment cost 2013 [€2013/kWth] | Specific investment cost 2013 | [6 empty] | Specific investment cost 2020 [€2013/kWth] | Specific investment cost 2020 | [6 empty] | Specific investment cost 2030 [€2013/kWth] | Specific investment cost 2030 | [6 empty] | Annual O&M cost (in % of Invest) | Sold units 2012 [n] | Sold units 2013 [n] | Maximum temperature level [°C] | Steam temperature [°C] | Steam pressure [bar] | Minimum capacitiy of one unit [MW] | Maximum capacitiy of one unit [MW] | for all data: | x | interpolation/ extrapolation
[40 empty] | black: data from sorce | a | ad hoc calculation
[9 empty] | <25 kW | 25 - 50 kW | 51 - 250 kW | 251 - 1000 kW | 1001 - 4999 kW | 5k - 25k kW | >25k kW |  | <25 kW | 25 - 50 kW | 51 - 250 kW | 251 - 1000 kW | 1001 - 4999 kW | 5k - 25k kW | >25k kW |  | <25 kW | 25 - 50 kW | 51 - 250 kW | 251 - 1000 kW | 1001 - 4999 kW | 5k - 25k kW | >25k kW | [8 empty] | blue: calculated data | s | direct use of the source
Austria | 15 | 40 | Hard coal | [not applicable] | 50-20 | 10-40 | n.a. | 1535.625 | n.a. | n.a. | n.a. | 1575 | 1543.5 | 1522.5 | 1501.5 | 1579.5 | n.a. | n.a. | n.a. | 1575 | 1543.5 | 1522.5 | 1501.5 | 1579.5 | n.a. | n.a. | n.a. | 1575 | 1543.5 | 1522.5 | 1501.5 | 3 | n.a. | n.a. | 568 | 150-540 | 1-180 | 1.5 | 150 |  | m | modelling
Belgium | 15 | 40 | Hard coal | [not applicable] | 50-20 | 10-40 | n.a. | 1564.875 | n.a. | n.a. | n.a. | 1605 | 1572.9 | 1551.5 | 1530.1 | 1609.5857 | n.a. | n.a. | n.a. | 1605 | 1572.9 | 1551.5 | 1530.1 | 1609.5857 | n.a. | n.a. | n.a. | 1605 | 1572.9 | 1551.5 | 1530.1 | 3 | n.a. | n.a. | 568 | 150-540 | 1-180 | 1.5 | 150
Bulgaria | 15 | 40 | Hard coal | [not applicable] | 50-20 | 10-40 | n.a. | 1345.5 | n.a. | n.a. | n.a. | 1380 | 1352.4 | 1334 | 1315.6 | 1383.9429 | n.a. | n.a. | n.a. | 1380 | 1352.4 | 1334 | 1315.6 | 1383.9429 | n.a. | n.a. | n.a. | 1380 | 1352.4 | 1334 | 1315.6 | 3 | n.a. | n.a. | 568 | 150-540 | 1-180 | 1.5 | 150
Croatia | 15 | 40 | Hard coal | [not applicable] | 50-20 | 10-40 | n.a. | 1428.8625 | n.a. | n.a. | n.a. | 1465.5 | 1436.19 | 1416.65 | 1397.11 | 1469.6871 | n.a. | n.a. | n.a. | 1465.5 | 1436.19 | 1416.65 | 1397.11 | 1469.6871 | n.a. | n.a. | n.a. | 1465.5 | 1436.19 | 1416.65 | 1397.11 | 3 | n.a. | n.a. | 568 | 150-540 | 1-180 | 1.5 | 150
Cyprus | 15 | 40 | Hard coal | [not applicable] | 50-20 | 10-40 | n.a. | 1491.75 | n.a. | n.a. | n.a. | 1530 | 1499.4 | 1479 | 1458.6 | 1534.3714 | n.a. | n.a. | n.a. | 1530 | 1499.4 | 1479 | 1458.6 | 1534.3714 | n.a. | n.a. | n.a. | 1530 | 1499.4 | 1479 | 1458.6 | 3 | n.a. | n.a. | 568 | 150-540 | 1-180 | 1.5 | 150
Czech Republic | 15 | 40 | Hard coal | [not applicable] | 50-20 | 10-40 | n.a. | 1418.625 | n.a. | n.a. | n.a. | 1455 | 1425.9 | 1406.5 | 1387.1 | 1459.1571 | n.a. | n.a. | n.a. | 1455 | 1425.9 | 1406.5 | 1387.1 | 1459.1571 | n.a. | n.a. | n.a. | 1455 | 1425.9 | 1406.5 | 1387.1 | 3 | n.a. | n.a. | 568 | 150-540 | 1-180 | 1.5 | 150
Denmark | 15 | 40 | Hard coal | [not applicable] | 50-20 | 10-40 | n.a. | 1828.125 | n.a. | n.a. | n.a. | 1875 | 1837.5 | 1812.5 | 1787.5 | 1880.3571 | n.a. | n.a. | n.a. | 1875 | 1837.5 | 1812.5 | 1787.5 | 1880.3571 | n.a. | n.a. | n.a. | 1875 | 1837.5 | 1812.5 | 1787.5 | 3 | n.a. | n.a. | 568 | 150-540 | 1-180 | 1.5 | 150
Estonia | 15 | 40 | Hard coal | [not applicable] | 50-20 | 10-40 | n.a. | 1404 | n.a. | n.a. | n.a. | 1440 | 1411.2 | 1392 | 1372.8 | 1444.1143 | n.a. | n.a. | n.a. | 1440 | 1411.2 | 1392 | 1372.8 | 1444.1143 | n.a. | n.a. | n.a. | 1440 | 1411.2 | 1392 | 1372.8 | 3 | n.a. | n.a. | 568 | 150-540 | 1-180 | 1.5 | 150
Finland | 15 | 40 | Hard coal | [not applicable] | 50-20 | 10-40 | n.a. | 1711.125 | n.a. | n.a. | n.a. | 1755 | 1719.9 | 1696.5 | 1673.1 | 1760.0143 | n.a. | n.a. | n.a. | 1755 | 1719.9 | 1696.5 | 1673.1 | 1760.0143 | n.a. | n.a. | n.a. | 1755 | 1719.9 | 1696.5 | 1673.1 | 3 | n.a. | n.a. | 568 | 150-540 | 1-180 | 1.5 | 150
France | 15 | 40 | Hard coal | [not applicable] | 50-20 | 10-40 | n.a. | 1506.375 | n.a. | n.a. | n.a. | 1545 | 1514.1 | 1493.5 | 1472.9 | 1549.4143 | n.a. | n.a. | n.a. | 1545 | 1514.1 | 1493.5 | 1472.9 | 1549.4143 | n.a. | n.a. | n.a. | 1545 | 1514.1 | 1493.5 | 1472.9 | 3 | n.a. | n.a. | 568 | 150-540 | 1-180 | 1.5 | 150
Germany | 15 | 40 | Hard coal | [not applicable] | 50-20 | 10-40 | n.a. | 1462.5 | n.a. | n.a. | n.a. | 1500 | 1470 | 1450 | 1430 | 1504.2857 | n.a. | n.a. | n.a. | 1500 | 1470 | 1450 | 1430 | 1504.2857 | n.a. | n.a. | n.a. | 1500 | 1470 | 1450 | 1430 | 3 | n.a. | n.a. | 568 | 150-540 | 1-180 | 1.5 | 150
Greece | 15 | 40 | Hard coal | [not applicable] | 50-20 | 10-40 | n.a. | 1594.125 | n.a. | n.a. | n.a. | 1635 | 1602.3 | 1580.5 | 1558.7 | 1639.6714 | n.a. | n.a. | n.a. | 1635 | 1602.3 | 1580.5 | 1558.7 | 1639.6714 | n.a. | n.a. | n.a. | 1635 | 1602.3 | 1580.5 | 1558.7 | 3 | n.a. | n.a. | 568 | 150-540 | 1-180 | 1.5 | 150
Hungary | 15 | 40 | Hard coal | [not applicable] | 50-20 | 10-40 | n.a. | 1345.5 | n.a. | n.a. | n.a. | 1380 | 1352.4 | 1334 | 1315.6 | 1383.9429 | n.a. | n.a. | n.a. | 1380 | 1352.4 | 1334 | 1315.6 | 1383.9429 | n.a. | n.a. | n.a. | 1380 | 1352.4 | 1334 | 1315.6 | 3 | n.a. | n.a. | 568 | 150-540 | 1-180 | 1.5 | 150
Ireland | 15 | 40 | Hard coal | [not applicable] | 50-20 | 10-40 | n.a. | 1550.25 | n.a. | n.a. | n.a. | 1590 | 1558.2 | 1537 | 1515.8 | 1594.5429 | n.a. | n.a. | n.a. | 1590 | 1558.2 | 1537 | 1515.8 | 1594.5429 | n.a. | n.a. | n.a. | 1590 | 1558.2 | 1537 | 1515.8 | 3 | n.a. | n.a. | 568 | 150-540 | 1-180 | 1.5 | 150
Italy | 15 | 40 | Hard coal | [not applicable] | 50-20 | 10-40 | n.a. | 1477.125 | n.a. | n.a. | n.a. | 1515 | 1484.7 | 1464.5 | 1444.3 | 1519.3286 | n.a. | n.a. | n.a. | 1515 | 1484.7 | 1464.5 | 1444.3 | 1519.3286 | n.a. | n.a. | n.a. | 1515 | 1484.7 | 1464.5 | 1444.3 | 3 | n.a. | n.a. | 568 | 150-540 | 1-180 | 1.5 | 150
Latvia | 15 | 40 | Hard coal | [not applicable] | 50-20 | 10-40 | n.a. | 1462.5 | n.a. | n.a. | n.a. | 1500 | 1470 | 1450 | 1430 | 1504.2857 | n.a. | n.a. | n.a. | 1500 | 1470 | 1450 | 1430 | 1504.2857 | n.a. | n.a. | n.a. | 1500 | 1470 | 1450 | 1430 | 3 | n.a. | n.a. | 568 | 150-540 | 1-180 | 1.5 | 150
Lithuania | 15 | 40 | Hard coal | [not applicable] | 50-20 | 10-40 | n.a. | 1389.375 | n.a. | n.a. | n.a. | 1425 | 1396.5 | 1377.5 | 1358.5 | 1429.0714 | n.a. | n.a. | n.a. | 1425 | 1396.5 | 1377.5 | 1358.5 | 1429.0714 | n.a. | n.a. | n.a. | 1425 | 1396.5 | 1377.5 | 1358.5 | 3 | n.a. | n.a. | 568 | 150-540 | 1-180 | 1.5 | 150
Luxembourg | 15 | 40 | Hard coal | [not applicable] | 50-20 | 10-40 | n.a. | 1506.375 | n.a. | n.a. | n.a. | 1545 | 1514.1 | 1493.5 | 1472.9 | 1549.4143 | n.a. | n.a. | n.a. | 1545 | 1514.1 | 1493.5 | 1472.9 | 1549.4143 | n.a. | n.a. | n.a. | 1545 | 1514.1 | 1493.5 | 1472.9 | 3 | n.a. | n.a. | 568 | 150-540 | 1-180 | 1.5 | 150
Malta | 15 | 40 | Hard coal | [not applicable] | 50-20 | 10-40 | n.a. | 1608.75 | n.a. | n.a. | n.a. | 1650 | 1617 | 1595 | 1573 | 1654.7143 | n.a. | n.a. | n.a. | 1650 | 1617 | 1595 | 1573 | 1654.7143 | n.a. | n.a. | n.a. | 1650 | 1617 | 1595 | 1573 | 3 | n.a. | n.a. | 568 | 150-540 | 1-180 | 1.5 | 150
Netherlands | 15 | 40 | Hard coal | [not applicable] | 50-20 | 10-40 | n.a. | 1477.125 | n.a. | n.a. | n.a. | 1515 | 1484.7 | 1464.5 | 1444.3 | 1519.3286 | n.a. | n.a. | n.a. | 1515 | 1484.7 | 1464.5 | 1444.3 | 1519.3286 | n.a. | n.a. | n.a. | 1515 | 1484.7 | 1464.5 | 1444.3 | 3 | n.a. | n.a. | 568 | 150-540 | 1-180 | 1.5 | 150
Poland | 15 | 40 | Hard coal | [not applicable] | 50-20 | 10-40 | n.a. | 1374.75 | n.a. | n.a. | n.a. | 1410 | 1381.8 | 1363 | 1344.2 | 1414.0286 | n.a. | n.a. | n.a. | 1410 | 1381.8 | 1363 | 1344.2 | 1414.0286 | n.a. | n.a. | n.a. | 1410 | 1381.8 | 1363 | 1344.2 | 3 | n.a. | n.a. | 568 | 150-540 | 1-180 | 1.5 | 150
Portugal | 15 | 40 | Hard coal | [not applicable] | 50-20 | 10-40 | n.a. | 1579.5 | n.a. | n.a. | n.a. | 1620 | 1587.6 | 1566 | 1544.4 | 1624.6286 | n.a. | n.a. | n.a. | 1620 | 1587.6 | 1566 | 1544.4 | 1624.6286 | n.a. | n.a. | n.a. | 1620 | 1587.6 | 1566 | 1544.4 | 3 | n.a. | n.a. | 568 | 150-540 | 1-180 | 1.5 | 150
Romania | 15 | 40 | Hard coal | [not applicable] | 50-20 | 10-40 | n.a. | 1447.875 | n.a. | n.a. | n.a. | 1485 | 1455.3 | 1435.5 | 1415.7 | 1489.2429 | n.a. | n.a. | n.a. | 1485 | 1455.3 | 1435.5 | 1415.7 | 1489.2429 | n.a. | n.a. | n.a. | 1485 | 1455.3 | 1435.5 | 1415.7 | 3 | n.a. | n.a. | 568 | 150-540 | 1-180 | 1.5 | 150
Slovakia | 15 | 40 | Hard coal | [not applicable] | 50-20 | 10-40 | n.a. | 1521 | n.a. | n.a. | n.a. | 1560 | 1528.8 | 1508 | 1487.2 | 1564.4571 | n.a. | n.a. | n.a. | 1560 | 1528.8 | 1508 | 1487.2 | 1564.4571 | n.a. | n.a. | n.a. | 1560 | 1528.8 | 1508 | 1487.2 | 3 | n.a. | n.a. | 568 | 150-540 | 1-180 | 1.5 | 150
Slovenia | 15 | 40 | Hard coal | [not applicable] | 50-20 | 10-40 | n.a. | 1462.5 | n.a. | n.a. | n.a. | 1500 | 1470 | 1450 | 1430 | 1504.2857 | n.a. | n.a. | n.a. | 1500 | 1470 | 1450 | 1430 | 1504.2857 | n.a. | n.a. | n.a. | 1500 | 1470 | 1450 | 1430 | 3 | n.a. | n.a. | 568 | 150-540 | 1-180 | 1.5 | 150
Spain | 15 | 40 | Hard coal | [not applicable] | 50-20 | 10-40 | n.a. | 1462.5 | n.a. | n.a. | n.a. | 1500 | 1470 | 1450 | 1430 | 1504.2857 | n.a. | n.a. | n.a. | 1500 | 1470 | 1450 | 1430 | 1504.2857 | n.a. | n.a. | n.a. | 1500 | 1470 | 1450 | 1430 | 3 | n.a. | n.a. | 568 | 150-540 | 1-180 | 1.5 | 150
Sweden | 15 | 40 | Hard coal | [not applicable] | 50-20 | 10-40 | n.a. | 1667.25 | n.a. | n.a. | n.a. | 1710 | 1675.8 | 1653 | 1630.2 | 1714.8857 | n.a. | n.a. | n.a. | 1710 | 1675.8 | 1653 | 1630.2 | 1714.8857 | n.a. | n.a. | n.a. | 1710 | 1675.8 | 1653 | 1630.2 | 3 | n.a. | n.a. | 568 | 150-540 | 1-180 | 1.5 | 150
United Kingdom | 15 | 40 | Hard coal | [not applicable] | 50-20 | 10-40 | n.a. | 1404 | n.a. | n.a. | n.a. | 1440 | 1411.2 | 1392 | 1372.8 | 1444.1143 | n.a. | n.a. | n.a. | 1440 | 1411.2 | 1392 | 1372.8 | 1444.1143 | n.a. | n.a. | n.a. | 1440 | 1411.2 | 1392 | 1372.8 | 3 | n.a. | n.a. | 568 | 150-540 | 1-180 | 1.5 | 150
Total EU-28 | 15 | 40 | Hard coal | [not applicable] | 50-20 | 10-40 | n.a. | 1500.9951 | n.a. | n.a. | n.a. | 1539.4821 | 1508.6925 | 1488.1661 | 1467.6396 | 1543.8807 | n.a. | n.a. | n.a. | 1539.4821 | 1508.6925 | 1488.1661 | 1467.6396 | 1543.8807 | n.a. | n.a. | n.a. | 1539.4821 | 1508.6925 | 1488.1661 | 1467.6396 | 3 | n.a. | n.a. | 568 | 150-540 | 1-180 | 1.5 | 150
Norway | 15 | 40 | Hard coal | [not applicable] | 50-20 | 10-40 | n.a. | 1930.5 | n.a. | n.a. | n.a. | 1980 | 1940.4 | 1914 | 1887.6 | 1985.6571 | n.a. | n.a. | n.a. | 1980 | 1940.4 | 1914 | 1887.6 | 1985.6571 | n.a. | n.a. | n.a. | 1980 | 1940.4 | 1914 | 1887.6 | 3 | n.a. | n.a. | 568 | 150-540 | 1-180 | 1.5 | 150
Switzerland | 15 | 40 | Hard coal | [not applicable] | 50-20 | 10-40 | n.a. | 1740.375 | n.a. | n.a. | n.a. | 1785 | 1749.3 | 1725.5 | 1701.7 | 1790.1 | n.a. | n.a. | n.a. | 1785 | 1749.3 | 1725.5 | 1701.7 | 1790.1 | n.a. | n.a. | n.a. | 1785 | 1749.3 | 1725.5 | 1701.7 | 3 | n.a. | n.a. | 568 | 150-540 | 1-180 | 1.5 | 150
Iceland | 15 | 40 | Hard coal | [not applicable] | 50-20 | 10-40 | n.a. | 1784.25 | n.a. | n.a. | n.a. | 1830 | 1793.4 | 1769 | 1744.6 | 1835.2286 | n.a. | n.a. | n.a. | 1830 | 1793.4 | 1769 | 1744.6 | 1835.2286 | n.a. | n.a. | n.a. | 1830 | 1793.4 | 1769 | 1744.6 | 3 | n.a. | n.a. | 568 | 150-540 | 1-180 | 1.5 | 150
Total | 15 | 40 | Hard coal | [not applicable] | 50-20 | 10-40 | n.a. | 1531.7093 | n.a. | n.a. | n.a. | 1570.9839 | 1539.5642 | 1518.6177 | 1497.6713 | 1531.7093 | n.a. | n.a. | n.a. | 1570.9839 | 1539.5642 | 1518.6177 | 1497.6713 | 1531.7093 | n.a. | n.a. | n.a. | 1570.9839 | 1539.5642 | 1518.6177 | 1497.6713 | 3 | n.a. | n.a. | 568 | 150-540 | 1-180 | 1.5 | 150
Sources
| Calculatory lifetime [a] | Technical lifetime [a] | Type of fuel [-] |  | Thermal efficiency [%] | Electrical efficiency (CHP) [%] | Saving options/ efficiency development [%] | Specific investment cost 2013 [€2013] | Specific investment cost 2013 | [6 empty] | Specific investment cost 2020 [€2013] | Specific investment cost 2020 | [6 empty] | Specific investment cost 2030 [€2013] | Specific investment cost 2030 | [6 empty] | Annual O&M cost (in % of Invest) | Sold units 2012 [n] | Sold units 2013 [n] | Maximum temperature level [°C] | Steam temperature [°C] | Steam pressure [bar] | Minimum capacitiy of one unit [kW] | Maximum capacitiy of one unit [kW]
[9 empty] | <25 kW | 25 - 50 kW | 51 - 250 kW |  |  | 251 - 1000 kW | > 1000 kW |  | <25 kW | 25 - 50 kW | 51 - 250 kW | 251 - 1000 kW | 1001 - 4999 kW | 5k - 25k kW | >25k kW |  | <25 kW | 25 - 50 kW | 51 - 250 kW | 251 - 1000 kW | 1001 - 4999 kW | 5k - 25k kW | >25k kW
Austria | expert | ETSAP | PLATTS 2014 |  | ETSAP/Erdmann_2010; 2014 Catalog of CHP Technologies | ETSAP/Erdmann_2010; 2014 Catalog of CHP Technologies |  | ETSAP/IFAM/TURBODEN | calculated function based on researched data points | calculated function based on researched data points | calculated function based on researched data points | calculated function based on researched data points | calculated function based on researched data points | calculated function based on researched data points | calculated function based on researched data points | same as 2013 | [7 empty] | same as 2013 | [7 empty] | ETSAP | PLATTS 2014 | PLATTS_2014 | PLATTS 2014/Erdmann_2010 | PLATTS 2014/Erdmann_2010 | PLATTS 2014/Erdmann_2010 | PLATTS_2014 | PLATTS_2014
Belgium | expert | ETSAP | PLATTS 2014 |  | ETSAP/Erdmann_2010; 2014 Catalog of CHP Technologies | ETSAP/Erdmann_2010; 2014 Catalog of CHP Technologies |  | ETSAP/IFAM/TURBODEN | calculated function based on researched data points | calculated function based on researched data points | calculated function based on researched data points | calculated function based on researched data points | calculated function based on researched data points | calculated function based on researched data points | calculated function based on researched data points | same as 2013 | [7 empty] | same as 2013 | [7 empty] | ETSAP | PLATTS 2014 | PLATTS_2014 | PLATTS 2014/Erdmann_2010 | PLATTS 2014/Erdmann_2010 | PLATTS 2014/Erdmann_2010 | PLATTS_2014 | PLATTS_2014
Bulgaria | expert | ETSAP | PLATTS 2014 |  | ETSAP/Erdmann_2010; 2014 Catalog of CHP Technologies | ETSAP/Erdmann_2010; 2014 Catalog of CHP Technologies |  | ETSAP/IFAM/TURBODEN | calculated function based on researched data points | calculated function based on researched data points | calculated function based on researched data points | calculated function based on researched data points | calculated function based on researched data points | calculated function based on researched data points | calculated function based on researched data points | same as 2013 | [7 empty] | same as 2013 | [7 empty] | ETSAP | PLATTS 2014 | PLATTS_2014 | PLATTS 2014/Erdmann_2010 | PLATTS 2014/Erdmann_2010 | PLATTS 2014/Erdmann_2010 | PLATTS_2014 | PLATTS_2014
Croatia | expert | ETSAP | PLATTS 2014 |  | ETSAP/Erdmann_2010; 2014 Catalog of CHP Technologies | ETSAP/Erdmann_2010; 2014 Catalog of CHP Technologies |  | ETSAP/IFAM/TURBODEN | calculated function based on researched data points | calculated function based on researched data points | calculated function based on researched data points | calculated function based on researched data points | calculated function based on researched data points | calculated function based on researched data points | calculated function based on researched data points | same as 2013 | [7 empty] | same as 2013 | [7 empty] | ETSAP | PLATTS 2014 | PLATTS_2014 | PLATTS 2014/Erdmann_2010 | PLATTS 2014/Erdmann_2010 | PLATTS 2014/Erdmann_2010 | PLATTS_2014 | PLATTS_2014
Cyprus | expert | ETSAP | PLATTS 2014 |  | ETSAP/Erdmann_2010; 2014 Catalog of CHP Technologies | ETSAP/Erdmann_2010; 2014 Catalog of CHP Technologies |  | ETSAP/IFAM/TURBODEN | calculated function based on researched data points | calculated function based on researched data points | calculated function based on researched data points | calculated function based on researched data points | calculated function based on researched data points | calculated function based on researched data points | calculated function based on researched data points | same as 2013 | [7 empty] | same as 2013 | [7 empty] | ETSAP | PLATTS 2014 | PLATTS_2014 | PLATTS 2014/Erdmann_2010 | PLATTS 2014/Erdmann_2010 | PLATTS 2014/Erdmann_2010 | PLATTS_2014 | PLATTS_2014
Czech Republic | expert | ETSAP | PLATTS 2014 |  | ETSAP/Erdmann_2010; 2014 Catalog of CHP Technologies | ETSAP/Erdmann_2010; 2014 Catalog of CHP Technologies |  | ETSAP/IFAM/TURBODEN | calculated function based on researched data points | calculated function based on researched data points | calculated function based on researched data points | calculated function based on researched data points | calculated function based on researched data points | calculated function based on researched data points | calculated function based on researched data points | same as 2013 | [7 empty] | same as 2013 | [7 empty] | ETSAP | PLATTS 2014 | PLATTS_2014 | PLATTS 2014/Erdmann_2010 | PLATTS 2014/Erdmann_2010 | PLATTS 2014/Erdmann_2010 | PLATTS_2014 | PLATTS_2014
Denmark | expert | ETSAP | PLATTS 2014 |  | ETSAP/Erdmann_2010; 2014 Catalog of CHP Technologies | ETSAP/Erdmann_2010; 2014 Catalog of CHP Technologies |  | ETSAP/IFAM/TURBODEN | calculated function based on researched data points | calculated function based on researched data points | calculated function based on researched data points | calculated function based on researched data points | calculated function based on researched data points | calculated function based on researched data points | calculated function based on researched data points | same as 2013 | [7 empty] | same as 2013 | [7 empty] | ETSAP | PLATTS 2014 | PLATTS_2014 | PLATTS 2014/Erdmann_2010 | PLATTS 2014/Erdmann_2010 | PLATTS 2014/Erdmann_2010 | PLATTS_2014 | PLATTS_2014
Estonia | expert | ETSAP | PLATTS 2014 |  | ETSAP/Erdmann_2010; 2014 Catalog of CHP Technologies | ETSAP/Erdmann_2010; 2014 Catalog of CHP Technologies |  | ETSAP/IFAM/TURBODEN | calculated function based on researched data points | calculated function based on researched data points | calculated function based on researched data points | calculated function based on researched data points | calculated function based on researched data points | calculated function based on researched data points | calculated function based on researched data points | same as 2013 | [7 empty] | same as 2013 | [7 empty] | ETSAP | PLATTS 2014 | PLATTS_2014 | PLATTS 2014/Erdmann_2010 | PLATTS 2014/Erdmann_2010 | PLATTS 2014/Erdmann_2010 | PLATTS_2014 | PLATTS_2014
Finland | expert | ETSAP | PLATTS 2014 |  | ETSAP/Erdmann_2010; 2014 Catalog of CHP Technologies | ETSAP/Erdmann_2010; 2014 Catalog of CHP Technologies |  | ETSAP/IFAM/TURBODEN | calculated function based on researched data points | calculated function based on researched data points | calculated function based on researched data points | calculated function based on researched data points | calculated function based on researched data points | calculated function based on researched data points | calculated function based on researched data points | same as 2013 | [7 empty] | same as 2013 | [7 empty] | ETSAP | PLATTS 2014 | PLATTS_2014 | PLATTS 2014/Erdmann_2010 | PLATTS 2014/Erdmann_2010 | PLATTS 2014/Erdmann_2010 | PLATTS_2014 | PLATTS_2014
France | expert | ETSAP | PLATTS 2014 |  | ETSAP/Erdmann_2010; 2014 Catalog of CHP Technologies | ETSAP/Erdmann_2010; 2014 Catalog of CHP Technologies |  | ETSAP/IFAM/TURBODEN | calculated function based on researched data points | calculated function based on researched data points | calculated function based on researched data points | calculated function based on researched data points | calculated function based on researched data points | calculated function based on researched data points | calculated function based on researched data points | same as 2013 | [7 empty] | same as 2013 | [7 empty] | ETSAP | PLATTS 2014 | PLATTS_2014 | PLATTS 2014/Erdmann_2010 | PLATTS 2014/Erdmann_2010 | PLATTS 2014/Erdmann_2010 | PLATTS_2014 | PLATTS_2014
Germany | expert | ETSAP | PLATTS 2014 |  | ETSAP/Erdmann_2010; 2014 Catalog of CHP Technologies | ETSAP/Erdmann_2010; 2014 Catalog of CHP Technologies |  | ETSAP/IFAM/TURBODEN | calculated function based on researched data points | calculated function based on researched data points | calculated function based on researched data points | calculated function based on researched data points | calculated function based on researched data points | calculated function based on researched data points | calculated function based on researched data points | same as 2013 | [7 empty] | same as 2013 | [7 empty] | ETSAP | PLATTS 2014 | PLATTS_2014 | PLATTS 2014/Erdmann_2010 | PLATTS 2014/Erdmann_2010 | PLATTS 2014/Erdmann_2010 | PLATTS_2014 | PLATTS_2014
Greece | expert | ETSAP | PLATTS 2014 |  | ETSAP/Erdmann_2010; 2014 Catalog of CHP Technologies | ETSAP/Erdmann_2010; 2014 Catalog of CHP Technologies |  | ETSAP/IFAM/TURBODEN | calculated function based on researched data points | calculated function based on researched data points | calculated function based on researched data points | calculated function based on researched data points | calculated function based on researched data points | calculated function based on researched data points | calculated function based on researched data points | same as 2013 | [7 empty] | same as 2013 | [7 empty] | ETSAP | PLATTS 2014 | PLATTS_2014 | PLATTS 2014/Erdmann_2010 | PLATTS 2014/Erdmann_2010 | PLATTS 2014/Erdmann_2010 | PLATTS_2014 | PLATTS_2014
Hungary | expert | ETSAP | PLATTS 2014 |  | ETSAP/Erdmann_2010; 2014 Catalog of CHP Technologies | ETSAP/Erdmann_2010; 2014 Catalog of CHP Technologies |  | ETSAP/IFAM/TURBODEN | calculated function based on researched data points | calculated function based on researched data points | calculated function based on researched data points | calculated function based on researched data points | calculated function based on researched data points | calculated function based on researched data points | calculated function based on researched data points | same as 2013 | [7 empty] | same as 2013 | [7 empty] | ETSAP | PLATTS 2014 | PLATTS_2014 | PLATTS 2014/Erdmann_2010 | PLATTS 2014/Erdmann_2010 | PLATTS 2014/Erdmann_2010 | PLATTS_2014 | PLATTS_2014
Ireland | expert | ETSAP | PLATTS 2014 |  | ETSAP/Erdmann_2010; 2014 Catalog of CHP Technologies | ETSAP/Erdmann_2010; 2014 Catalog of CHP Technologies |  | ETSAP/IFAM/TURBODEN | calculated function based on researched data points | calculated function based on researched data points | calculated function based on researched data points | calculated function based on researched data points | calculated function based on researched data points | calculated function based on researched data points | calculated function based on researched data points | same as 2013 | [7 empty] | same as 2013 | [7 empty] | ETSAP | PLATTS 2014 | PLATTS_2014 | PLATTS 2014/Erdmann_2010 | PLATTS 2014/Erdmann_2010 | PLATTS 2014/Erdmann_2010 | PLATTS_2014 | PLATTS_2014
Italy | expert | ETSAP | PLATTS 2014 |  | ETSAP/Erdmann_2010; 2014 Catalog of CHP Technologies | ETSAP/Erdmann_2010; 2014 Catalog of CHP Technologies |  | ETSAP/IFAM/TURBODEN | calculated function based on researched data points | calculated function based on researched data points | calculated function based on researched data points | calculated function based on researched data points | calculated function based on researched data points | calculated function based on researched data points | calculated function based on researched data points | same as 2013 | [7 empty] | same as 2013 | [7 empty] | ETSAP | PLATTS 2014 | PLATTS_2014 | PLATTS 2014/Erdmann_2010 | PLATTS 2014/Erdmann_2010 | PLATTS 2014/Erdmann_2010 | PLATTS_2014 | PLATTS_2014
Latvia | expert | ETSAP | PLATTS 2014 |  | ETSAP/Erdmann_2010; 2014 Catalog of CHP Technologies | ETSAP/Erdmann_2010; 2014 Catalog of CHP Technologies |  | ETSAP/IFAM/TURBODEN | calculated function based on researched data points | calculated function based on researched data points | calculated function based on researched data points | calculated function based on researched data points | calculated function based on researched data points | calculated function based on researched data points | calculated function based on researched data points | same as 2013 | [7 empty] | same as 2013 | [7 empty] | ETSAP | PLATTS 2014 | PLATTS_2014 | PLATTS 2014/Erdmann_2010 | PLATTS 2014/Erdmann_2010 | PLATTS 2014/Erdmann_2010 | PLATTS_2014 | PLATTS_2014
Lithuania | expert | ETSAP | PLATTS 2014 |  | ETSAP/Erdmann_2010; 2014 Catalog of CHP Technologies | ETSAP/Erdmann_2010; 2014 Catalog of CHP Technologies |  | ETSAP/IFAM/TURBODEN | calculated function based on researched data points | calculated function based on researched data points | calculated function based on researched data points | calculated function based on researched data points | calculated function based on researched data points | calculated function based on researched data points | calculated function based on researched data points | same as 2013 | [7 empty] | same as 2013 | [7 empty] | ETSAP | PLATTS 2014 | PLATTS_2014 | PLATTS 2014/Erdmann_2010 | PLATTS 2014/Erdmann_2010 | PLATTS 2014/Erdmann_2010 | PLATTS_2014 | PLATTS_2014
Luxembourg | expert | ETSAP | PLATTS 2014 |  | ETSAP/Erdmann_2010; 2014 Catalog of CHP Technologies | ETSAP/Erdmann_2010; 2014 Catalog of CHP Technologies |  | ETSAP/IFAM/TURBODEN | calculated function based on researched data points | calculated function based on researched data points | calculated function based on researched data points | calculated function based on researched data points | calculated function based on researched data points | calculated function based on researched data points | calculated function based on researched data points | same as 2013 | [7 empty] | same as 2013 | [7 empty] | ETSAP | PLATTS 2014 | PLATTS_2014 | PLATTS 2014/Erdmann_2010 | PLATTS 2014/Erdmann_2010 | PLATTS 2014/Erdmann_2010 | PLATTS_2014 | PLATTS_2014
Malta | expert | ETSAP | PLATTS 2014 |  | ETSAP/Erdmann_2010; 2014 Catalog of CHP Technologies | ETSAP/Erdmann_2010; 2014 Catalog of CHP Technologies |  | ETSAP/IFAM/TURBODEN | calculated function based on researched data points | calculated function based on researched data points | calculated function based on researched data points | calculated function based on researched data points | calculated function based on researched data points | calculated function based on researched data points | calculated function based on researched data points | same as 2013 | [7 empty] | same as 2013 | [7 empty] | ETSAP | PLATTS 2014 | PLATTS_2014 | PLATTS 2014/Erdmann_2010 | PLATTS 2014/Erdmann_2010 | PLATTS 2014/Erdmann_2010 | PLATTS_2014 | PLATTS_2014
Netherlands | expert | ETSAP | PLATTS 2014 |  | ETSAP/Erdmann_2010; 2014 Catalog of CHP Technologies | ETSAP/Erdmann_2010; 2014 Catalog of CHP Technologies |  | ETSAP/IFAM/TURBODEN | calculated function based on researched data points | calculated function based on researched data points | calculated function based on researched data points | calculated function based on researched data points | calculated function based on researched data points | calculated function based on researched data points | calculated function based on researched data points | same as 2013 | [7 empty] | same as 2013 | [7 empty] | ETSAP | PLATTS 2014 | PLATTS_2014 | PLATTS 2014/Erdmann_2010 | PLATTS 2014/Erdmann_2010 | PLATTS 2014/Erdmann_2010 | PLATTS_2014 | PLATTS_2014
Poland | expert | ETSAP | PLATTS 2014 |  | ETSAP/Erdmann_2010; 2014 Catalog of CHP Technologies | ETSAP/Erdmann_2010; 2014 Catalog of CHP Technologies |  | ETSAP/IFAM/TURBODEN | calculated function based on researched data points | calculated function based on researched data points | calculated function based on researched data points | calculated function based on researched data points | calculated function based on researched data points | calculated function based on researched data points | calculated function based on researched data points | same as 2013 | [7 empty] | same as 2013 | [7 empty] | ETSAP | PLATTS 2014 | PLATTS_2014 | PLATTS 2014/Erdmann_2010 | PLATTS 2014/Erdmann_2010 | PLATTS 2014/Erdmann_2010 | PLATTS_2014 | PLATTS_2014
Portugal | expert | ETSAP | PLATTS 2014 |  | ETSAP/Erdmann_2010; 2014 Catalog of CHP Technologies | ETSAP/Erdmann_2010; 2014 Catalog of CHP Technologies |  | ETSAP/IFAM/TURBODEN | calculated function based on researched data points | calculated function based on researched data points | calculated function based on researched data points | calculated function based on researched data points | calculated function based on researched data points | calculated function based on researched data points | calculated function based on researched data points | same as 2013 | [7 empty] | same as 2013 | [7 empty] | ETSAP | PLATTS 2014 | PLATTS_2014 | PLATTS 2014/Erdmann_2010 | PLATTS 2014/Erdmann_2010 | PLATTS 2014/Erdmann_2010 | PLATTS_2014 | PLATTS_2014
Romania | expert | ETSAP | PLATTS 2014 |  | ETSAP/Erdmann_2010; 2014 Catalog of CHP Technologies | ETSAP/Erdmann_2010; 2014 Catalog of CHP Technologies |  | ETSAP/IFAM/TURBODEN | calculated function based on researched data points | calculated function based on researched data points | calculated function based on researched data points | calculated function based on researched data points | calculated function based on researched data points | calculated function based on researched data points | calculated function based on researched data points | same as 2013 | [7 empty] | same as 2013 | [7 empty] | ETSAP | PLATTS 2014 | PLATTS_2014 | PLATTS 2014/Erdmann_2010 | PLATTS 2014/Erdmann_2010 | PLATTS 2014/Erdmann_2010 | PLATTS_2014 | PLATTS_2014
Slovakia | expert | ETSAP | PLATTS 2014 |  | ETSAP/Erdmann_2010; 2014 Catalog of CHP Technologies | ETSAP/Erdmann_2010; 2014 Catalog of CHP Technologies |  | ETSAP/IFAM/TURBODEN | calculated function based on researched data points | calculated function based on researched data points | calculated function based on researched data points | calculated function based on researched data points | calculated function based on researched data points | calculated function based on researched data points | calculated function based on researched data points | same as 2013 | [7 empty] | same as 2013 | [7 empty] | ETSAP | PLATTS 2014 | PLATTS_2014 | PLATTS 2014/Erdmann_2010 | PLATTS 2014/Erdmann_2010 | PLATTS 2014/Erdmann_2010 | PLATTS_2014 | PLATTS_2014
Slovenia | expert | ETSAP | PLATTS 2014 |  | ETSAP/Erdmann_2010; 2014 Catalog of CHP Technologies | ETSAP/Erdmann_2010; 2014 Catalog of CHP Technologies |  | ETSAP/IFAM/TURBODEN | calculated function based on researched data points | calculated function based on researched data points | calculated function based on researched data points | calculated function based on researched data points | calculated function based on researched data points | calculated function based on researched data points | calculated function based on researched data points | same as 2013 | [7 empty] | same as 2013 | [7 empty] | ETSAP | PLATTS 2014 | PLATTS_2014 | PLATTS 2014/Erdmann_2010 | PLATTS 2014/Erdmann_2010 | PLATTS 2014/Erdmann_2010 | PLATTS_2014 | PLATTS_2014
Spain | expert | ETSAP | PLATTS 2014 |  | ETSAP/Erdmann_2010; 2014 Catalog of CHP Technologies | ETSAP/Erdmann_2010; 2014 Catalog of CHP Technologies |  | ETSAP/IFAM/TURBODEN | calculated function based on researched data points | calculated function based on researched data points | calculated function based on researched data points | calculated function based on researched data points | calculated function based on researched data points | calculated function based on researched data points | calculated function based on researched data points | same as 2013 | [7 empty] | same as 2013 | [7 empty] | ETSAP | PLATTS 2014 | PLATTS_2014 | PLATTS 2014/Erdmann_2010 | PLATTS 2014/Erdmann_2010 | PLATTS 2014/Erdmann_2010 | PLATTS_2014 | PLATTS_2014
Sweden | expert | ETSAP | PLATTS 2014 |  | ETSAP/Erdmann_2010; 2014 Catalog of CHP Technologies | ETSAP/Erdmann_2010; 2014 Catalog of CHP Technologies |  | ETSAP/IFAM/TURBODEN | calculated function based on researched data points | calculated function based on researched data points | calculated function based on researched data points | calculated function based on researched data points | calculated function based on researched data points | calculated function based on researched data points | calculated function based on researched data points | same as 2013 | [7 empty] | same as 2013 | [7 empty] | ETSAP | PLATTS 2014 | PLATTS_2014 | PLATTS 2014/Erdmann_2010 | PLATTS 2014/Erdmann_2010 | PLATTS 2014/Erdmann_2010 | PLATTS_2014 | PLATTS_2014
United Kingdom | expert | ETSAP | PLATTS 2014 |  | ETSAP/Erdmann_2010; 2014 Catalog of CHP Technologies | ETSAP/Erdmann_2010; 2014 Catalog of CHP Technologies |  | ETSAP/IFAM/TURBODEN | calculated function based on researched data points | calculated function based on researched data points | calculated function based on researched data points | calculated function based on researched data points | calculated function based on researched data points | calculated function based on researched data points | calculated function based on researched data points | same as 2013 | [7 empty] | same as 2013 | [7 empty] | ETSAP | PLATTS 2014 | PLATTS_2014 | PLATTS 2014/Erdmann_2010 | PLATTS 2014/Erdmann_2010 | PLATTS 2014/Erdmann_2010 | PLATTS_2014 | PLATTS_2014
Norway | expert | ETSAP | PLATTS 2014 |  | ETSAP/Erdmann_2010; 2014 Catalog of CHP Technologies | ETSAP/Erdmann_2010; 2014 Catalog of CHP Technologies |  | ETSAP/IFAM/TURBODEN | calculated function based on researched data points | calculated function based on researched data points | calculated function based on researched data points | calculated function based on researched data points | calculated function based on researched data points | calculated function based on researched data points | calculated function based on researched data points | same as 2013 | [7 empty] | same as 2013 | [7 empty] | ETSAP | PLATTS 2014 | PLATTS_2014 | PLATTS 2014/Erdmann_2010 | PLATTS 2014/Erdmann_2010 | PLATTS 2014/Erdmann_2010 | PLATTS_2014 | PLATTS_2014
Switzerland | expert | ETSAP | PLATTS 2014 |  | ETSAP/Erdmann_2010; 2014 Catalog of CHP Technologies | ETSAP/Erdmann_2010; 2014 Catalog of CHP Technologies |  | ETSAP/IFAM/TURBODEN | calculated function based on researched data points | calculated function based on researched data points | calculated function based on researched data points | calculated function based on researched data points | calculated function based on researched data points | calculated function based on researched data points | calculated function based on researched data points | same as 2013 | [7 empty] | same as 2013 | [7 empty] | ETSAP | PLATTS 2014 | PLATTS_2014 | PLATTS 2014/Erdmann_2010 | PLATTS 2014/Erdmann_2010 | PLATTS 2014/Erdmann_2010 | PLATTS_2014 | PLATTS_2014
Iceland | expert | ETSAP | PLATTS 2014 |  | ETSAP/Erdmann_2010; 2014 Catalog of CHP Technologies | ETSAP/Erdmann_2010; 2014 Catalog of CHP Technologies |  | ETSAP/IFAM/TURBODEN | calculated function based on researched data points | calculated function based on researched data points | calculated function based on researched data points | calculated function based on researched data points | calculated function based on researched data points | calculated function based on researched data points | calculated function based on researched data points | same as 2013 | [7 empty] | same as 2013 | [7 empty] | ETSAP | PLATTS 2014 | PLATTS_2014 | PLATTS 2014/Erdmann_2010 | PLATTS 2014/Erdmann_2010 | PLATTS 2014/Erdmann_2010 | PLATTS_2014 | PLATTS_2014

## CHP Gas turbine
Gas turbine
Techno-economic data
| Calculatory lifetime [a] | Technical lifetime [a] | Type of fuel [-] | Specific energy consumption [GJ/t] | Thermal efficiency [%] | Electrical efficiency (CHP) [%] | Saving options/ efficiency development [%] | Specific investment cost 2013 [€2013/kWth] | Specific investment cost 2013 | [6 empty] | Specific investment cost 2020 [€2013/kWth] | Specific investment cost 2020 | [6 empty] | Specific investment cost 2030 [€2013/kWth] | Specific investment cost 2030 | [6 empty] | Annual O&M cost (in % of Invest) | Sold units 2012 [n] | Sold units 2013 [n] | Maximum temperature level [°C] | Steam temperature [°C] | Steam pressure [bar] | Minimum capacitiy of one unit [MWel] | Maximum capacitiy of one unit [MWel] | fuel | x | interpolation/ extrapolation
[40 empty] | Oil | a | ad hoc calculation
[9 empty] | <25 kW | 25 - 50 kW | 51 - 250 kW | 251 - 1000 kW | 1-5 MW | 5 - 25 MW | >25 MW |  | <25 kW | 25 - 50 kW | 51 - 250 kW | 251 - 1000 kW | 1-5 MW | 5 - 25 MW | >25 MW |  | <25 kW | 25 - 50 kW | 51 - 250 kW | 251 - 1000 kW | 1-5 MW | 5 - 25 MW | >25 MW | [8 empty] | Gasoil (intermediate refining product also called No 2 fuel oil) | s | direct use of the source
Austria | 15 | 25 | Gas | [not applicable] | 52-44 | 30-42 |  | 497.4375 | n.a. | n.a. | n.a. | 630 | 525 | 441 | 393.75 | 497.4375 | n.a. | n.a. | n.a. | 630 | 525 | 441 | 393.75 | 497.4375 | n.a. | n.a. | n.a. | 630 | 525 | 441 | 393.75 | 4 | n.a. | n.a. | 500 | n.a. | n.a. | 1.845 | 110 | Oil shale | m | modelling
Belgium | 15 | 25 | Gas | [not applicable] | 52-44 | 30-42 |  | 506.9125 | n.a. | n.a. | n.a. | 642 | 535 | 449.4 | 401.25 | 506.9125 | n.a. | n.a. | n.a. | 642 | 535 | 449.4 | 401.25 | 506.9125 | n.a. | n.a. | n.a. | 642 | 535 | 449.4 | 401.25 | 4 | n.a. | n.a. | 500 | n.a. | n.a. | 1.845 | 110
Bulgaria | 15 | 25 | Gas | [not applicable] | 52-44 | 30-42 |  | 435.85 | n.a. | n.a. | n.a. | 552 | 460 | 386.4 | 345 | 435.85 | n.a. | n.a. | n.a. | 552 | 460 | 386.4 | 345 | 435.85 | n.a. | n.a. | n.a. | 552 | 460 | 386.4 | 345 | 4 | n.a. | n.a. | 500 | n.a. | n.a. | 1.845 | 110 | for all data:
Croatia | 15 | 25 | Gas | [not applicable] | 52-44 | 30-42 |  | 462.8537 | n.a. | n.a. | n.a. | 586.2 | 488.5 | 410.34 | 366.375 | 462.8537 | n.a. | n.a. | n.a. | 586.2 | 488.5 | 410.34 | 366.375 | 462.8537 | n.a. | n.a. | n.a. | 586.2 | 488.5 | 410.34 | 366.375 | 4 | n.a. | n.a. | 500 | n.a. | n.a. | 1.845 | 110 | black: data from sorce
Cyprus | 15 | 25 | Gas | [not applicable] | 52-44 | 30-42 |  | 483.225 | n.a. | n.a. | n.a. | 612 | 510 | 428.4 | 382.5 | 483.225 | n.a. | n.a. | n.a. | 612 | 510 | 428.4 | 382.5 | 483.225 | n.a. | n.a. | n.a. | 612 | 510 | 428.4 | 382.5 | 4 | n.a. | n.a. | 500 | n.a. | n.a. | 1.845 | 110 | blue: calculated data
Czech Republic | 15 | 25 | Gas | [not applicable] | 52-44 | 30-42 |  | 459.5375 | n.a. | n.a. | n.a. | 582 | 485 | 407.4 | 363.75 | 459.5375 | n.a. | n.a. | n.a. | 582 | 485 | 407.4 | 363.75 | 459.5375 | n.a. | n.a. | n.a. | 582 | 485 | 407.4 | 363.75 | 4 | n.a. | n.a. | 500 | n.a. | n.a. | 1.845 | 110
Denmark | 15 | 25 | Gas | [not applicable] | 52-44 | 30-42 |  | 592.1875 | n.a. | n.a. | n.a. | 750 | 625 | 525 | 468.75 | 592.1875 | n.a. | n.a. | n.a. | 750 | 625 | 525 | 468.75 | 592.1875 | n.a. | n.a. | n.a. | 750 | 625 | 525 | 468.75 | 4 | n.a. | n.a. | 500 | n.a. | n.a. | 1.845 | 110
Estonia | 15 | 25 | Gas | [not applicable] | 52-44 | 30-42 |  | 454.8 | n.a. | n.a. | n.a. | 576 | 480 | 403.2 | 360 | 454.8 | n.a. | n.a. | n.a. | 576 | 480 | 403.2 | 360 | 454.8 | n.a. | n.a. | n.a. | 576 | 480 | 403.2 | 360 | 4 | n.a. | n.a. | 500 | n.a. | n.a. | 1.845 | 110
Finland | 15 | 25 | Gas | [not applicable] | 52-44 | 30-42 |  | 554.2875 | n.a. | n.a. | n.a. | 702 | 585 | 491.4 | 438.75 | 554.2875 | n.a. | n.a. | n.a. | 702 | 585 | 491.4 | 438.75 | 554.2875 | n.a. | n.a. | n.a. | 702 | 585 | 491.4 | 438.75 | 4 | n.a. | n.a. | 500 | n.a. | n.a. | 1.845 | 110
France | 15 | 25 | Gas | [not applicable] | 52-44 | 30-42 |  | 487.9625 | n.a. | n.a. | n.a. | 618 | 515 | 432.6 | 386.25 | 487.9625 | n.a. | n.a. | n.a. | 618 | 515 | 432.6 | 386.25 | 487.9625 | n.a. | n.a. | n.a. | 618 | 515 | 432.6 | 386.25 | 4 | n.a. | n.a. | 500 | n.a. | n.a. | 1.845 | 110
Germany | 15 | 25 | Gas | [not applicable] | 52-44 | 30-42 |  | 473.75 | n.a. | n.a. | n.a. | 600 | 500 | 420 | 375 | 473.75 | n.a. | n.a. | n.a. | 600 | 500 | 420 | 375 | 473.75 | n.a. | n.a. | n.a. | 600 | 500 | 420 | 375 | 4 | n.a. | n.a. | 500 | n.a. | n.a. | 1.845 | 110
Greece | 15 | 25 | Gas | [not applicable] | 52-44 | 30-42 |  | 516.3875 | n.a. | n.a. | n.a. | 654 | 545 | 457.8 | 408.75 | 516.3875 | n.a. | n.a. | n.a. | 654 | 545 | 457.8 | 408.75 | 516.3875 | n.a. | n.a. | n.a. | 654 | 545 | 457.8 | 408.75 | 4 | n.a. | n.a. | 500 | n.a. | n.a. | 1.845 | 110
Hungary | 15 | 25 | Gas | [not applicable] | 52-44 | 30-42 |  | 435.85 | n.a. | n.a. | n.a. | 552 | 460 | 386.4 | 345 | 435.85 | n.a. | n.a. | n.a. | 552 | 460 | 386.4 | 345 | 435.85 | n.a. | n.a. | n.a. | 552 | 460 | 386.4 | 345 | 4 | n.a. | n.a. | 500 | n.a. | n.a. | 1.845 | 110
Ireland | 15 | 25 | Gas | [not applicable] | 52-44 | 30-42 |  | 502.175 | n.a. | n.a. | n.a. | 636 | 530 | 445.2 | 397.5 | 502.175 | n.a. | n.a. | n.a. | 636 | 530 | 445.2 | 397.5 | 502.175 | n.a. | n.a. | n.a. | 636 | 530 | 445.2 | 397.5 | 4 | n.a. | n.a. | 500 | n.a. | n.a. | 1.845 | 110
Italy | 15 | 25 | Gas | [not applicable] | 52-44 | 30-42 |  | 478.4875 | n.a. | n.a. | n.a. | 606 | 505 | 424.2 | 378.75 | 478.4875 | n.a. | n.a. | n.a. | 606 | 505 | 424.2 | 378.75 | 478.4875 | n.a. | n.a. | n.a. | 606 | 505 | 424.2 | 378.75 | 4 | n.a. | n.a. | 500 | n.a. | n.a. | 1.845 | 110
Latvia | 15 | 25 | Gas | [not applicable] | 52-44 | 30-42 |  | 473.75 | n.a. | n.a. | n.a. | 600 | 500 | 420 | 375 | 473.75 | n.a. | n.a. | n.a. | 600 | 500 | 420 | 375 | 473.75 | n.a. | n.a. | n.a. | 600 | 500 | 420 | 375 | 4 | n.a. | n.a. | 500 | n.a. | n.a. | 1.845 | 110
Lithuania | 15 | 25 | Gas | [not applicable] | 52-44 | 30-42 |  | 450.0625 | n.a. | n.a. | n.a. | 570 | 475 | 399 | 356.25 | 450.0625 | n.a. | n.a. | n.a. | 570 | 475 | 399 | 356.25 | 450.0625 | n.a. | n.a. | n.a. | 570 | 475 | 399 | 356.25 | 4 | n.a. | n.a. | 500 | n.a. | n.a. | 1.845 | 110
Luxembourg | 15 | 25 | Gas | [not applicable] | 52-44 | 30-42 |  | 487.9625 | n.a. | n.a. | n.a. | 618 | 515 | 432.6 | 386.25 | 487.9625 | n.a. | n.a. | n.a. | 618 | 515 | 432.6 | 386.25 | 487.9625 | n.a. | n.a. | n.a. | 618 | 515 | 432.6 | 386.25 | 4 | n.a. | n.a. | 500 | n.a. | n.a. | 1.845 | 110
Malta | 15 | 25 | Gas | [not applicable] | 52-44 | 30-42 |  | 521.125 | n.a. | n.a. | n.a. | 660 | 550 | 462 | 412.5 | 521.125 | n.a. | n.a. | n.a. | 660 | 550 | 462 | 412.5 | 521.125 | n.a. | n.a. | n.a. | 660 | 550 | 462 | 412.5 | 4 | n.a. | n.a. | 500 | n.a. | n.a. | 1.845 | 110
Netherlands | 15 | 25 | Gas | [not applicable] | 52-44 | 30-42 |  | 478.4875 | n.a. | n.a. | n.a. | 606 | 505 | 424.2 | 378.75 | 478.4875 | n.a. | n.a. | n.a. | 606 | 505 | 424.2 | 378.75 | 478.4875 | n.a. | n.a. | n.a. | 606 | 505 | 424.2 | 378.75 | 4 | n.a. | n.a. | 500 | n.a. | n.a. | 1.845 | 110
Poland | 15 | 25 | Gas | [not applicable] | 52-44 | 30-42 |  | 445.325 | n.a. | n.a. | n.a. | 564 | 470 | 394.8 | 352.5 | 445.325 | n.a. | n.a. | n.a. | 564 | 470 | 394.8 | 352.5 | 445.325 | n.a. | n.a. | n.a. | 564 | 470 | 394.8 | 352.5 | 4 | n.a. | n.a. | 500 | n.a. | n.a. | 1.845 | 110
Portugal | 15 | 25 | Gas | [not applicable] | 52-44 | 30-42 |  | 511.65 | n.a. | n.a. | n.a. | 648 | 540 | 453.6 | 405 | 511.65 | n.a. | n.a. | n.a. | 648 | 540 | 453.6 | 405 | 511.65 | n.a. | n.a. | n.a. | 648 | 540 | 453.6 | 405 | 4 | n.a. | n.a. | 500 | n.a. | n.a. | 1.845 | 110
Romania | 15 | 25 | Gas | [not applicable] | 52-44 | 30-42 |  | 469.0125 | n.a. | n.a. | n.a. | 594 | 495 | 415.8 | 371.25 | 469.0125 | n.a. | n.a. | n.a. | 594 | 495 | 415.8 | 371.25 | 469.0125 | n.a. | n.a. | n.a. | 594 | 495 | 415.8 | 371.25 | 4 | n.a. | n.a. | 500 | n.a. | n.a. | 1.845 | 110
Slovakia | 15 | 25 | Gas | [not applicable] | 52-44 | 30-42 |  | 492.7 | n.a. | n.a. | n.a. | 624 | 520 | 436.8 | 390 | 492.7 | n.a. | n.a. | n.a. | 624 | 520 | 436.8 | 390 | 492.7 | n.a. | n.a. | n.a. | 624 | 520 | 436.8 | 390 | 4 | n.a. | n.a. | 500 | n.a. | n.a. | 1.845 | 110
Slovenia | 15 | 25 | Gas | [not applicable] | 52-44 | 30-42 |  | 473.75 | n.a. | n.a. | n.a. | 600 | 500 | 420 | 375 | 473.75 | n.a. | n.a. | n.a. | 600 | 500 | 420 | 375 | 473.75 | n.a. | n.a. | n.a. | 600 | 500 | 420 | 375 | 4 | n.a. | n.a. | 500 | n.a. | n.a. | 1.845 | 110
Spain | 15 | 25 | Gas | [not applicable] | 52-44 | 30-42 |  | 473.75 | n.a. | n.a. | n.a. | 600 | 500 | 420 | 375 | 473.75 | n.a. | n.a. | n.a. | 600 | 500 | 420 | 375 | 473.75 | n.a. | n.a. | n.a. | 600 | 500 | 420 | 375 | 4 | n.a. | n.a. | 500 | n.a. | n.a. | 1.845 | 110
Sweden | 15 | 25 | Gas | [not applicable] | 52-44 | 30-42 |  | 540.075 | n.a. | n.a. | n.a. | 684 | 570 | 478.8 | 427.5 | 540.075 | n.a. | n.a. | n.a. | 684 | 570 | 478.8 | 427.5 | 540.075 | n.a. | n.a. | n.a. | 684 | 570 | 478.8 | 427.5 | 4 | n.a. | n.a. | 500 | n.a. | n.a. | 1.845 | 110
United Kingdom | 15 | 25 | Gas | [not applicable] | 52-44 | 30-42 |  | 454.8 | n.a. | n.a. | n.a. | 576 | 480 | 403.2 | 360 | 454.8 | n.a. | n.a. | n.a. | 576 | 480 | 403.2 | 360 | 454.8 | n.a. | n.a. | n.a. | 576 | 480 | 403.2 | 360 | 4 | n.a. | n.a. | 500 | n.a. | n.a. | 1.845 | 110
Total EU-28 | 15 | 25 | Gas | [not applicable] | 52-44 | 30-42 |  | 486.2198 | n.a. | n.a. | n.a. | 615.7929 | 513.1607 | 431.055 | 384.8705 | 486.2198 | n.a. | n.a. | n.a. | 615.7929 | 513.1607 | 431.055 | 384.8705 | 486.2198 | n.a. | n.a. | n.a. | 615.7929 | 513.1607 | 431.055 | 384.8705 | 4 | n.a. | n.a. | 500 | n.a. | n.a. | 1.845 | 110
Norway | 15 | 25 | Gas | [not applicable] | 52-44 | 30-42 |  | 625.35 | n.a. | n.a. | n.a. | 792 | 660 | 554.4 | 495 | 625.35 | n.a. | n.a. | n.a. | 792 | 660 | 554.4 | 495 | 625.35 | n.a. | n.a. | n.a. | 792 | 660 | 554.4 | 495 | 4 | n.a. | n.a. | 500 | n.a. | n.a. | 1.845 | 110
Switzerland | 15 | 25 | Gas | [not applicable] | 52-44 | 30-42 |  | 563.7625 | n.a. | n.a. | n.a. | 714 | 595 | 499.8 | 446.25 | 563.7625 | n.a. | n.a. | n.a. | 714 | 595 | 499.8 | 446.25 | 563.7625 | n.a. | n.a. | n.a. | 714 | 595 | 499.8 | 446.25 | 4 | n.a. | n.a. | 500 | n.a. | n.a. | 1.845 | 110
Iceland | 15 | 25 | Gas | [not applicable] | 52-44 | 30-42 |  | 577.975 | n.a. | n.a. | n.a. | 732 | 610 | 512.4 | 457.5 | 577.975 | n.a. | n.a. | n.a. | 732 | 610 | 512.4 | 457.5 | 577.975 | n.a. | n.a. | n.a. | 732 | 610 | 512.4 | 457.5 | 4 | n.a. | n.a. | 500 | n.a. | n.a. | 1.845 | 110
Total | 15 | 25 | Gas | [not applicable] | 52-44 | 30-42 |  | 496.1691 | n.a. | n.a. | n.a. | 628.3935 | 523.6613 | 439.8755 | 392.746 | 496.1691 | n.a. | n.a. | n.a. | 628.3935 | 523.6613 | 439.8755 | 392.746 | 496.1691 | n.a. | n.a. | n.a. | 628.3935 | 523.6613 | 439.8755 | 392.746 | 4 | n.a. | n.a. | 500 | n.a. | n.a. | 1.845 | 110
Sources
| Calculatory lifetime [a] | Technical lifetime [a] | Type of fuel [-] | Specific energy consumption [GJ/t] | Thermal efficiency [%] | Electrical efficiency (CHP) [%] | Saving options/ efficiency development [%] | Specific investment cost 2013 [€2013] | Specific investment cost 2013 | [6 empty] | Specific investment cost 2020 [€2013] | Specific investment cost 2020 | [6 empty] | Specific investment cost 2030 [€2013] | Specific investment cost 2030 | [6 empty] | Annual O&M cost (in % of Invest) | Sold units 2012 [n] | Sold units 2013 [n] | Maximum temperature level [°C] | Steam temperature [°C] | Steam pressure [bar] | Minimum capacitiy of one unit [MW] | Maximum capacitiy of one unit [MW]
[9 empty] | <25 kW | 25 - 50 kW | 51 - 250 kW | 251 - 1000 kW | 1001 - 4999 kW | 5k - 25k kW | >25k kW |  | <25 kW | 25 - 50 kW | 51 - 250 kW | 251 - 1000 kW | 1001 - 4999 kW | 5k - 25k kW | >25k kW |  | <25 kW | 25 - 50 kW | 51 - 250 kW | 251 - 1000 kW | 1001 - 4999 kW | 5k - 25k kW | >25k kW
Austria | expert | ETSAP | PLATTS 2014 |  | ETSAP/Erdmann_2010 | ETSAP/Erdmann_2010 |  | ETSAP/IFAM/TURBODEN/Erdmann_2010 | calculated function based on researched data points | calculated function based on researched data points | calculated function based on researched data points | calculated function based on researched data points | calculated function based on researched data points | calculated function based on researched data points | calculated function based on researched data points | same as 2013 | [7 empty] | same as 2013 | [7 empty] | IEA ETSAP | PLATTS 2014 | PLATTS_2014 | PLATTS 2014/Erdmann_2010 | PLATTS 2014/Erdmann_2010 | PLATTS 2014/Erdmann_2010 | PLATTS_2014 | PLATTS_2014
Belgium | expert | ETSAP | PLATTS 2014 |  | ETSAP/Erdmann_2010 | ETSAP/Erdmann_2010 |  | ETSAP/IFAM/TURBODEN/Erdmann_2010 | calculated function based on researched data points | calculated function based on researched data points | calculated function based on researched data points | calculated function based on researched data points | calculated function based on researched data points | calculated function based on researched data points | calculated function based on researched data points | same as 2013 | [7 empty] | same as 2013 | [7 empty] | IEA ETSAP | PLATTS 2014 | PLATTS_2014 | PLATTS 2014/Erdmann_2010 | PLATTS 2014/Erdmann_2010 | PLATTS 2014/Erdmann_2010 | PLATTS_2014 | PLATTS_2014
Bulgaria | expert | ETSAP | PLATTS 2014 |  | ETSAP/Erdmann_2010 | ETSAP/Erdmann_2010 |  | ETSAP/IFAM/TURBODEN/Erdmann_2010 | calculated function based on researched data points | calculated function based on researched data points | calculated function based on researched data points | calculated function based on researched data points | calculated function based on researched data points | calculated function based on researched data points | calculated function based on researched data points | same as 2013 | [7 empty] | same as 2013 | [7 empty] | IEA ETSAP | PLATTS 2014 | PLATTS_2014 | PLATTS 2014/Erdmann_2010 | PLATTS 2014/Erdmann_2010 | PLATTS 2014/Erdmann_2010 | PLATTS_2014 | PLATTS_2014
Croatia | expert | ETSAP | PLATTS 2014 |  | ETSAP/Erdmann_2010 | ETSAP/Erdmann_2010 |  | ETSAP/IFAM/TURBODEN/Erdmann_2010 | calculated function based on researched data points | calculated function based on researched data points | calculated function based on researched data points | calculated function based on researched data points | calculated function based on researched data points | calculated function based on researched data points | calculated function based on researched data points | same as 2013 | [7 empty] | same as 2013 | [7 empty] | IEA ETSAP | PLATTS 2014 | PLATTS_2014 | PLATTS 2014/Erdmann_2010 | PLATTS 2014/Erdmann_2010 | PLATTS 2014/Erdmann_2010 | PLATTS_2014 | PLATTS_2014
Cyprus | expert | ETSAP | PLATTS 2014 |  | ETSAP/Erdmann_2010 | ETSAP/Erdmann_2010 |  | ETSAP/IFAM/TURBODEN/Erdmann_2010 | calculated function based on researched data points | calculated function based on researched data points | calculated function based on researched data points | calculated function based on researched data points | calculated function based on researched data points | calculated function based on researched data points | calculated function based on researched data points | same as 2013 | [7 empty] | same as 2013 | [7 empty] | IEA ETSAP | PLATTS 2014 | PLATTS_2014 | PLATTS 2014/Erdmann_2010 | PLATTS 2014/Erdmann_2010 | PLATTS 2014/Erdmann_2010 | PLATTS_2014 | PLATTS_2014
Czech Republic | expert | ETSAP | PLATTS 2014 |  | ETSAP/Erdmann_2010 | ETSAP/Erdmann_2010 |  | ETSAP/IFAM/TURBODEN/Erdmann_2010 | calculated function based on researched data points | calculated function based on researched data points | calculated function based on researched data points | calculated function based on researched data points | calculated function based on researched data points | calculated function based on researched data points | calculated function based on researched data points | same as 2013 | [7 empty] | same as 2013 | [7 empty] | IEA ETSAP | PLATTS 2014 | PLATTS_2014 | PLATTS 2014/Erdmann_2010 | PLATTS 2014/Erdmann_2010 | PLATTS 2014/Erdmann_2010 | PLATTS_2014 | PLATTS_2014
Denmark | expert | ETSAP | PLATTS 2014 |  | ETSAP/Erdmann_2010 | ETSAP/Erdmann_2010 |  | ETSAP/IFAM/TURBODEN/Erdmann_2010 | calculated function based on researched data points | calculated function based on researched data points | calculated function based on researched data points | calculated function based on researched data points | calculated function based on researched data points | calculated function based on researched data points | calculated function based on researched data points | same as 2013 | [7 empty] | same as 2013 | [7 empty] | IEA ETSAP | PLATTS 2014 | PLATTS_2014 | PLATTS 2014/Erdmann_2010 | PLATTS 2014/Erdmann_2010 | PLATTS 2014/Erdmann_2010 | PLATTS_2014 | PLATTS_2014
Estonia | expert | ETSAP | PLATTS 2014 |  | ETSAP/Erdmann_2010 | ETSAP/Erdmann_2010 |  | ETSAP/IFAM/TURBODEN/Erdmann_2010 | calculated function based on researched data points | calculated function based on researched data points | calculated function based on researched data points | calculated function based on researched data points | calculated function based on researched data points | calculated function based on researched data points | calculated function based on researched data points | same as 2013 | [7 empty] | same as 2013 | [7 empty] | IEA ETSAP | PLATTS 2014 | PLATTS_2014 | PLATTS 2014/Erdmann_2010 | PLATTS 2014/Erdmann_2010 | PLATTS 2014/Erdmann_2010 | PLATTS_2014 | PLATTS_2014
Finland | expert | ETSAP | PLATTS 2014 |  | ETSAP/Erdmann_2010 | ETSAP/Erdmann_2010 |  | ETSAP/IFAM/TURBODEN/Erdmann_2010 | calculated function based on researched data points | calculated function based on researched data points | calculated function based on researched data points | calculated function based on researched data points | calculated function based on researched data points | calculated function based on researched data points | calculated function based on researched data points | same as 2013 | [7 empty] | same as 2013 | [7 empty] | IEA ETSAP | PLATTS 2014 | PLATTS_2014 | PLATTS 2014/Erdmann_2010 | PLATTS 2014/Erdmann_2010 | PLATTS 2014/Erdmann_2010 | PLATTS_2014 | PLATTS_2014
France | expert | ETSAP | PLATTS 2014 |  | ETSAP/Erdmann_2010 | ETSAP/Erdmann_2010 |  | ETSAP/IFAM/TURBODEN/Erdmann_2010 | calculated function based on researched data points | calculated function based on researched data points | calculated function based on researched data points | calculated function based on researched data points | calculated function based on researched data points | calculated function based on researched data points | calculated function based on researched data points | same as 2013 | [7 empty] | same as 2013 | [7 empty] | IEA ETSAP | PLATTS 2014 | PLATTS_2014 | PLATTS 2014/Erdmann_2010 | PLATTS 2014/Erdmann_2010 | PLATTS 2014/Erdmann_2010 | PLATTS_2014 | PLATTS_2014
Germany | expert | ETSAP | PLATTS 2014 |  | ETSAP/Erdmann_2010 | ETSAP/Erdmann_2010 |  | ETSAP/IFAM/TURBODEN/Erdmann_2010 | calculated function based on researched data points | calculated function based on researched data points | calculated function based on researched data points | calculated function based on researched data points | calculated function based on researched data points | calculated function based on researched data points | calculated function based on researched data points | same as 2013 | [7 empty] | same as 2013 | [7 empty] | IEA ETSAP | PLATTS 2014 | PLATTS_2014 | PLATTS 2014/Erdmann_2010 | PLATTS 2014/Erdmann_2010 | PLATTS 2014/Erdmann_2010 | PLATTS_2014 | PLATTS_2014
Greece | expert | ETSAP | PLATTS 2014 |  | ETSAP/Erdmann_2010 | ETSAP/Erdmann_2010 |  | ETSAP/IFAM/TURBODEN/Erdmann_2010 | calculated function based on researched data points | calculated function based on researched data points | calculated function based on researched data points | calculated function based on researched data points | calculated function based on researched data points | calculated function based on researched data points | calculated function based on researched data points | same as 2013 | [7 empty] | same as 2013 | [7 empty] | IEA ETSAP | PLATTS 2014 | PLATTS_2014 | PLATTS 2014/Erdmann_2010 | PLATTS 2014/Erdmann_2010 | PLATTS 2014/Erdmann_2010 | PLATTS_2014 | PLATTS_2014
Hungary | expert | ETSAP | PLATTS 2014 |  | ETSAP/Erdmann_2010 | ETSAP/Erdmann_2010 |  | ETSAP/IFAM/TURBODEN/Erdmann_2010 | calculated function based on researched data points | calculated function based on researched data points | calculated function based on researched data points | calculated function based on researched data points | calculated function based on researched data points | calculated function based on researched data points | calculated function based on researched data points | same as 2013 | [7 empty] | same as 2013 | [7 empty] | IEA ETSAP | PLATTS 2014 | PLATTS_2014 | PLATTS 2014/Erdmann_2010 | PLATTS 2014/Erdmann_2010 | PLATTS 2014/Erdmann_2010 | PLATTS_2014 | PLATTS_2014
Ireland | expert | ETSAP | PLATTS 2014 |  | ETSAP/Erdmann_2010 | ETSAP/Erdmann_2010 |  | ETSAP/IFAM/TURBODEN/Erdmann_2010 | calculated function based on researched data points | calculated function based on researched data points | calculated function based on researched data points | calculated function based on researched data points | calculated function based on researched data points | calculated function based on researched data points | calculated function based on researched data points | same as 2013 | [7 empty] | same as 2013 | [7 empty] | IEA ETSAP | PLATTS 2014 | PLATTS_2014 | PLATTS 2014/Erdmann_2010 | PLATTS 2014/Erdmann_2010 | PLATTS 2014/Erdmann_2010 | PLATTS_2014 | PLATTS_2014
Italy | expert | ETSAP | PLATTS 2014 |  | ETSAP/Erdmann_2010 | ETSAP/Erdmann_2010 |  | ETSAP/IFAM/TURBODEN/Erdmann_2010 | calculated function based on researched data points | calculated function based on researched data points | calculated function based on researched data points | calculated function based on researched data points | calculated function based on researched data points | calculated function based on researched data points | calculated function based on researched data points | same as 2013 | [7 empty] | same as 2013 | [7 empty] | IEA ETSAP | PLATTS 2014 | PLATTS_2014 | PLATTS 2014/Erdmann_2010 | PLATTS 2014/Erdmann_2010 | PLATTS 2014/Erdmann_2010 | PLATTS_2014 | PLATTS_2014
Latvia | expert | ETSAP | PLATTS 2014 |  | ETSAP/Erdmann_2010 | ETSAP/Erdmann_2010 |  | ETSAP/IFAM/TURBODEN/Erdmann_2010 | calculated function based on researched data points | calculated function based on researched data points | calculated function based on researched data points | calculated function based on researched data points | calculated function based on researched data points | calculated function based on researched data points | calculated function based on researched data points | same as 2013 | [7 empty] | same as 2013 | [7 empty] | IEA ETSAP | PLATTS 2014 | PLATTS_2014 | PLATTS 2014/Erdmann_2010 | PLATTS 2014/Erdmann_2010 | PLATTS 2014/Erdmann_2010 | PLATTS_2014 | PLATTS_2014
Lithuania | expert | ETSAP | PLATTS 2014 |  | ETSAP/Erdmann_2010 | ETSAP/Erdmann_2010 |  | ETSAP/IFAM/TURBODEN/Erdmann_2010 | calculated function based on researched data points | calculated function based on researched data points | calculated function based on researched data points | calculated function based on researched data points | calculated function based on researched data points | calculated function based on researched data points | calculated function based on researched data points | same as 2013 | [7 empty] | same as 2013 | [7 empty] | IEA ETSAP | PLATTS 2014 | PLATTS_2014 | PLATTS 2014/Erdmann_2010 | PLATTS 2014/Erdmann_2010 | PLATTS 2014/Erdmann_2010 | PLATTS_2014 | PLATTS_2014
Luxembourg | expert | ETSAP | PLATTS 2014 |  | ETSAP/Erdmann_2010 | ETSAP/Erdmann_2010 |  | ETSAP/IFAM/TURBODEN/Erdmann_2010 | calculated function based on researched data points | calculated function based on researched data points | calculated function based on researched data points | calculated function based on researched data points | calculated function based on researched data points | calculated function based on researched data points | calculated function based on researched data points | same as 2013 | [7 empty] | same as 2013 | [7 empty] | IEA ETSAP | PLATTS 2014 | PLATTS_2014 | PLATTS 2014/Erdmann_2010 | PLATTS 2014/Erdmann_2010 | PLATTS 2014/Erdmann_2010 | PLATTS_2014 | PLATTS_2014
Malta | expert | ETSAP | PLATTS 2014 |  | ETSAP/Erdmann_2010 | ETSAP/Erdmann_2010 |  | ETSAP/IFAM/TURBODEN/Erdmann_2010 | calculated function based on researched data points | calculated function based on researched data points | calculated function based on researched data points | calculated function based on researched data points | calculated function based on researched data points | calculated function based on researched data points | calculated function based on researched data points | same as 2013 | [7 empty] | same as 2013 | [7 empty] | IEA ETSAP | PLATTS 2014 | PLATTS_2014 | PLATTS 2014/Erdmann_2010 | PLATTS 2014/Erdmann_2010 | PLATTS 2014/Erdmann_2010 | PLATTS_2014 | PLATTS_2014
Netherlands | expert | ETSAP | PLATTS 2014 |  | ETSAP/Erdmann_2010 | ETSAP/Erdmann_2010 |  | ETSAP/IFAM/TURBODEN/Erdmann_2010 | calculated function based on researched data points | calculated function based on researched data points | calculated function based on researched data points | calculated function based on researched data points | calculated function based on researched data points | calculated function based on researched data points | calculated function based on researched data points | same as 2013 | [7 empty] | same as 2013 | [7 empty] | IEA ETSAP | PLATTS 2014 | PLATTS_2014 | PLATTS 2014/Erdmann_2010 | PLATTS 2014/Erdmann_2010 | PLATTS 2014/Erdmann_2010 | PLATTS_2014 | PLATTS_2014
Poland | expert | ETSAP | PLATTS 2014 |  | ETSAP/Erdmann_2010 | ETSAP/Erdmann_2010 |  | ETSAP/IFAM/TURBODEN/Erdmann_2010 | calculated function based on researched data points | calculated function based on researched data points | calculated function based on researched data points | calculated function based on researched data points | calculated function based on researched data points | calculated function based on researched data points | calculated function based on researched data points | same as 2013 | [7 empty] | same as 2013 | [7 empty] | IEA ETSAP | PLATTS 2014 | PLATTS_2014 | PLATTS 2014/Erdmann_2010 | PLATTS 2014/Erdmann_2010 | PLATTS 2014/Erdmann_2010 | PLATTS_2014 | PLATTS_2014
Portugal | expert | ETSAP | PLATTS 2014 |  | ETSAP/Erdmann_2010 | ETSAP/Erdmann_2010 |  | ETSAP/IFAM/TURBODEN/Erdmann_2010 | calculated function based on researched data points | calculated function based on researched data points | calculated function based on researched data points | calculated function based on researched data points | calculated function based on researched data points | calculated function based on researched data points | calculated function based on researched data points | same as 2013 | [7 empty] | same as 2013 | [7 empty] | IEA ETSAP | PLATTS 2014 | PLATTS_2014 | PLATTS 2014/Erdmann_2010 | PLATTS 2014/Erdmann_2010 | PLATTS 2014/Erdmann_2010 | PLATTS_2014 | PLATTS_2014
Romania | expert | ETSAP | PLATTS 2014 |  | ETSAP/Erdmann_2010 | ETSAP/Erdmann_2010 |  | ETSAP/IFAM/TURBODEN/Erdmann_2010 | calculated function based on researched data points | calculated function based on researched data points | calculated function based on researched data points | calculated function based on researched data points | calculated function based on researched data points | calculated function based on researched data points | calculated function based on researched data points | same as 2013 | [7 empty] | same as 2013 | [7 empty] | IEA ETSAP | PLATTS 2014 | PLATTS_2014 | PLATTS 2014/Erdmann_2010 | PLATTS 2014/Erdmann_2010 | PLATTS 2014/Erdmann_2010 | PLATTS_2014 | PLATTS_2014
Slovakia | expert | ETSAP | PLATTS 2014 |  | ETSAP/Erdmann_2010 | ETSAP/Erdmann_2010 |  | ETSAP/IFAM/TURBODEN/Erdmann_2010 | calculated function based on researched data points | calculated function based on researched data points | calculated function based on researched data points | calculated function based on researched data points | calculated function based on researched data points | calculated function based on researched data points | calculated function based on researched data points | same as 2013 | [7 empty] | same as 2013 | [7 empty] | IEA ETSAP | PLATTS 2014 | PLATTS_2014 | PLATTS 2014/Erdmann_2010 | PLATTS 2014/Erdmann_2010 | PLATTS 2014/Erdmann_2010 | PLATTS_2014 | PLATTS_2014
Slovenia | expert | ETSAP | PLATTS 2014 |  | ETSAP/Erdmann_2010 | ETSAP/Erdmann_2010 |  | ETSAP/IFAM/TURBODEN/Erdmann_2010 | calculated function based on researched data points | calculated function based on researched data points | calculated function based on researched data points | calculated function based on researched data points | calculated function based on researched data points | calculated function based on researched data points | calculated function based on researched data points | same as 2013 | [7 empty] | same as 2013 | [7 empty] | IEA ETSAP | PLATTS 2014 | PLATTS_2014 | PLATTS 2014/Erdmann_2010 | PLATTS 2014/Erdmann_2010 | PLATTS 2014/Erdmann_2010 | PLATTS_2014 | PLATTS_2014
Spain | expert | ETSAP | PLATTS 2014 |  | ETSAP/Erdmann_2010 | ETSAP/Erdmann_2010 |  | ETSAP/IFAM/TURBODEN/Erdmann_2010 | calculated function based on researched data points | calculated function based on researched data points | calculated function based on researched data points | calculated function based on researched data points | calculated function based on researched data points | calculated function based on researched data points | calculated function based on researched data points | same as 2013 | [7 empty] | same as 2013 | [7 empty] | IEA ETSAP | PLATTS 2014 | PLATTS_2014 | PLATTS 2014/Erdmann_2010 | PLATTS 2014/Erdmann_2010 | PLATTS 2014/Erdmann_2010 | PLATTS_2014 | PLATTS_2014
Sweden | expert | ETSAP | PLATTS 2014 |  | ETSAP/Erdmann_2010 | ETSAP/Erdmann_2010 |  | ETSAP/IFAM/TURBODEN/Erdmann_2010 | calculated function based on researched data points | calculated function based on researched data points | calculated function based on researched data points | calculated function based on researched data points | calculated function based on researched data points | calculated function based on researched data points | calculated function based on researched data points | same as 2013 | [7 empty] | same as 2013 | [7 empty] | IEA ETSAP | PLATTS 2014 | PLATTS_2014 | PLATTS 2014/Erdmann_2010 | PLATTS 2014/Erdmann_2010 | PLATTS 2014/Erdmann_2010 | PLATTS_2014 | PLATTS_2014
United Kingdom | expert | ETSAP | PLATTS 2014 |  | ETSAP/Erdmann_2010 | ETSAP/Erdmann_2010 |  | ETSAP/IFAM/TURBODEN/Erdmann_2010 | calculated function based on researched data points | calculated function based on researched data points | calculated function based on researched data points | calculated function based on researched data points | calculated function based on researched data points | calculated function based on researched data points | calculated function based on researched data points | same as 2013 | [7 empty] | same as 2013 | [7 empty] | IEA ETSAP | PLATTS 2014 | PLATTS_2014 | PLATTS 2014/Erdmann_2010 | PLATTS 2014/Erdmann_2010 | PLATTS 2014/Erdmann_2010 | PLATTS_2014 | PLATTS_2014
Norway | expert | ETSAP | PLATTS 2014 |  | ETSAP/Erdmann_2010 | ETSAP/Erdmann_2010 |  | ETSAP/IFAM/TURBODEN/Erdmann_2010 | calculated function based on researched data points | calculated function based on researched data points | calculated function based on researched data points | calculated function based on researched data points | calculated function based on researched data points | calculated function based on researched data points | calculated function based on researched data points | same as 2013 | [7 empty] | same as 2013 | [7 empty] | IEA ETSAP | PLATTS 2014 | PLATTS_2014 | PLATTS 2014/Erdmann_2010 | PLATTS 2014/Erdmann_2010 | PLATTS 2014/Erdmann_2010 | PLATTS_2014 | PLATTS_2014
Switzerland | expert | ETSAP | PLATTS 2014 |  | ETSAP/Erdmann_2010 | ETSAP/Erdmann_2010 |  | ETSAP/IFAM/TURBODEN/Erdmann_2010 | calculated function based on researched data points | calculated function based on researched data points | calculated function based on researched data points | calculated function based on researched data points | calculated function based on researched data points | calculated function based on researched data points | calculated function based on researched data points | same as 2013 | [7 empty] | same as 2013 | [7 empty] | IEA ETSAP | PLATTS 2014 | PLATTS_2014 | PLATTS 2014/Erdmann_2010 | PLATTS 2014/Erdmann_2010 | PLATTS 2014/Erdmann_2010 | PLATTS_2014 | PLATTS_2014
Iceland | expert | ETSAP | PLATTS 2014 |  | ETSAP/Erdmann_2010 | ETSAP/Erdmann_2010 |  | ETSAP/IFAM/TURBODEN/Erdmann_2010 | calculated function based on researched data points | calculated function based on researched data points | calculated function based on researched data points | calculated function based on researched data points | calculated function based on researched data points | calculated function based on researched data points | calculated function based on researched data points | same as 2013 | [7 empty] | same as 2013 | [7 empty] | IEA ETSAP | PLATTS 2014 | PLATTS_2014 | PLATTS 2014/Erdmann_2010 | PLATTS 2014/Erdmann_2010 | PLATTS 2014/Erdmann_2010 | PLATTS_2014 | PLATTS_2014

## CHP Combined cycle
Combined cycle
Techno-economic data
| Calculatory lifetime [a] | Technical lifetime [a] | Type of fuel [-] | Specific energy consumption [GJ/t] | Thermal efficiency [%] | Electrical efficiency (CHP) [%] | Saving options/ efficiency development [%] | Specific investment cost 2013 [€2013/kWth] | Specific investment cost 2013 | [6 empty] | Specific investment cost 2020 [€2013/kWth] | Specific investment cost 2020 | [6 empty] | Specific investment cost 2030 [€2013/kWth] | Specific investment cost 2030 | [6 empty] | Annual O&M cost (in % of Invest) | Sold units 2012 [n] | Sold units 2013 [n] | Maximum temperature level [°C] | Steam temperature [°C] | Steam pressure [bar] | Minimum capacitiy of one unit [MW] | Maximum capacitiy of one unit [MW] | for all data: | x | interpolation/ extrapolation
[40 empty] | black: data from sorce | a | ad hoc calculation
[9 empty] | <25 kW | 25 - 50 kW | 51 - 250 kW | 251 - 1000 kW | 1-5 MW | 5 - 25 MW | >25 MW |  | <25 kW | 25 - 50 kW | 51 - 250 kW | 251 - 1000 kW | 1-5 MW | 5 - 25 MW | >25 MW |  | <25 kW | 25 - 50 kW | 51 - 250 kW | 251 - 1000 kW | 1-5 MW | 5 - 25 MW | >25 MW | [8 empty] | blue: calculated data | s | direct use of the source
Austria | 15 | 25 | gas | n.a. | 42-33 | 30-45 | n.a. | 1580.25 | n.a. | n.a. | n.a. | n.a. | n.a. | 1585.5 | 1575 | 1580.25 | n.a. | n.a. | n.a. | n.a. | n.a. | 1585.5 | 1575 | 1580.25 | n.a. | n.a. | n.a. | n.a. | n.a. | 1585.5 | 1575 | 3 | n.a. | n.a. | 568 | 150-540 | 1-180 | 5 | n.a. |  | m | modelling
Belgium | 15 | 25 | gas | n.a. | 42-33 | 30-45 | n.a. | 1610.35 | n.a. | n.a. | n.a. | n.a. | n.a. | 1615.7 | 1605 | 1610.35 | n.a. | n.a. | n.a. | n.a. | n.a. | 1615.7 | 1605 | 1610.35 | n.a. | n.a. | n.a. | n.a. | n.a. | 1615.7 | 1605 | 3 | n.a. | n.a. | 568 | 150-540 | 1-180 | 5 | n.a.
Bulgaria | 15 | 25 | gas | n.a. | 42-33 | 30-45 | n.a. | 1384.6 | n.a. | n.a. | n.a. | n.a. | n.a. | 1389.2 | 1380 | 1384.6 | n.a. | n.a. | n.a. | n.a. | n.a. | 1389.2 | 1380 | 1384.6 | n.a. | n.a. | n.a. | n.a. | n.a. | 1389.2 | 1380 | 3 | n.a. | n.a. | 568 | 150-540 | 1-180 | 5 | n.a.
Croatia | 15 | 25 | gas | n.a. | 42-33 | 30-45 | n.a. | 1470.385 | n.a. | n.a. | n.a. | n.a. | n.a. | 1475.27 | 1465.5 | 1470.385 | n.a. | n.a. | n.a. | n.a. | n.a. | 1475.27 | 1465.5 | 1470.385 | n.a. | n.a. | n.a. | n.a. | n.a. | 1475.27 | 1465.5 | 3 | n.a. | n.a. | 568 | 150-540 | 1-180 | 5 | n.a.
Cyprus | 15 | 25 | gas | n.a. | 42-33 | 30-45 | n.a. | 1535.1 | n.a. | n.a. | n.a. | n.a. | n.a. | 1540.2 | 1530 | 1535.1 | n.a. | n.a. | n.a. | n.a. | n.a. | 1540.2 | 1530 | 1535.1 | n.a. | n.a. | n.a. | n.a. | n.a. | 1540.2 | 1530 | 3 | n.a. | n.a. | 568 | 150-540 | 1-180 | 5 | n.a.
Czech Republic | 15 | 25 | gas | n.a. | 42-33 | 30-45 | n.a. | 1459.85 | n.a. | n.a. | n.a. | n.a. | n.a. | 1464.7 | 1455 | 1459.85 | n.a. | n.a. | n.a. | n.a. | n.a. | 1464.7 | 1455 | 1459.85 | n.a. | n.a. | n.a. | n.a. | n.a. | 1464.7 | 1455 | 3 | n.a. | n.a. | 568 | 150-540 | 1-180 | 5 | n.a.
Denmark | 15 | 25 | gas | n.a. | 42-33 | 30-45 | n.a. | 1881.25 | n.a. | n.a. | n.a. | n.a. | n.a. | 1887.5 | 1875 | 1881.25 | n.a. | n.a. | n.a. | n.a. | n.a. | 1887.5 | 1875 | 1881.25 | n.a. | n.a. | n.a. | n.a. | n.a. | 1887.5 | 1875 | 3 | n.a. | n.a. | 568 | 150-540 | 1-180 | 5 | n.a.
Estonia | 15 | 25 | gas | n.a. | 42-33 | 30-45 | n.a. | 1444.8 | n.a. | n.a. | n.a. | n.a. | n.a. | 1449.6 | 1440 | 1444.8 | n.a. | n.a. | n.a. | n.a. | n.a. | 1449.6 | 1440 | 1444.8 | n.a. | n.a. | n.a. | n.a. | n.a. | 1449.6 | 1440 | 3 | n.a. | n.a. | 568 | 150-540 | 1-180 | 5 | n.a.
Finland | 15 | 25 | gas | n.a. | 42-33 | 30-45 | n.a. | 1760.85 | n.a. | n.a. | n.a. | n.a. | n.a. | 1766.7 | 1755 | 1760.85 | n.a. | n.a. | n.a. | n.a. | n.a. | 1766.7 | 1755 | 1760.85 | n.a. | n.a. | n.a. | n.a. | n.a. | 1766.7 | 1755 | 3 | n.a. | n.a. | 568 | 150-540 | 1-180 | 5 | n.a.
France | 15 | 25 | gas | n.a. | 42-33 | 30-45 | n.a. | 1550.15 | n.a. | n.a. | n.a. | n.a. | n.a. | 1555.3 | 1545 | 1550.15 | n.a. | n.a. | n.a. | n.a. | n.a. | 1555.3 | 1545 | 1550.15 | n.a. | n.a. | n.a. | n.a. | n.a. | 1555.3 | 1545 | 3 | n.a. | n.a. | 568 | 150-540 | 1-180 | 5 | n.a.
Germany | 15 | 25 | gas | n.a. | 42-33 | 30-45 | n.a. | 1505 | n.a. | n.a. | n.a. | n.a. | n.a. | 1510 | 1500 | 1505 | n.a. | n.a. | n.a. | n.a. | n.a. | 1510 | 1500 | 1505 | n.a. | n.a. | n.a. | n.a. | n.a. | 1510 | 1500 | 3 | n.a. | n.a. | 568 | 150-540 | 1-180 | 5 | n.a.
Greece | 15 | 25 | gas | n.a. | 42-33 | 30-45 | n.a. | 1640.45 | n.a. | n.a. | n.a. | n.a. | n.a. | 1645.9 | 1635 | 1640.45 | n.a. | n.a. | n.a. | n.a. | n.a. | 1645.9 | 1635 | 1640.45 | n.a. | n.a. | n.a. | n.a. | n.a. | 1645.9 | 1635 | 3 | n.a. | n.a. | 568 | 150-540 | 1-180 | 5 | n.a.
Hungary | 15 | 25 | gas | n.a. | 42-33 | 30-45 | n.a. | 1384.6 | n.a. | n.a. | n.a. | n.a. | n.a. | 1389.2 | 1380 | 1384.6 | n.a. | n.a. | n.a. | n.a. | n.a. | 1389.2 | 1380 | 1384.6 | n.a. | n.a. | n.a. | n.a. | n.a. | 1389.2 | 1380 | 3 | n.a. | n.a. | 568 | 150-540 | 1-180 | 5 | n.a.
Ireland | 15 | 25 | gas | n.a. | 42-33 | 30-45 | n.a. | 1595.3 | n.a. | n.a. | n.a. | n.a. | n.a. | 1600.6 | 1590 | 1595.3 | n.a. | n.a. | n.a. | n.a. | n.a. | 1600.6 | 1590 | 1595.3 | n.a. | n.a. | n.a. | n.a. | n.a. | 1600.6 | 1590 | 3 | n.a. | n.a. | 568 | 150-540 | 1-180 | 5 | n.a.
Italy | 15 | 25 | gas | n.a. | 42-33 | 30-45 | n.a. | 1520.05 | n.a. | n.a. | n.a. | n.a. | n.a. | 1525.1 | 1515 | 1520.05 | n.a. | n.a. | n.a. | n.a. | n.a. | 1525.1 | 1515 | 1520.05 | n.a. | n.a. | n.a. | n.a. | n.a. | 1525.1 | 1515 | 3 | n.a. | n.a. | 568 | 150-540 | 1-180 | 5 | n.a.
Latvia | 15 | 25 | gas | n.a. | 42-33 | 30-45 | n.a. | 1505 | n.a. | n.a. | n.a. | n.a. | n.a. | 1510 | 1500 | 1505 | n.a. | n.a. | n.a. | n.a. | n.a. | 1510 | 1500 | 1505 | n.a. | n.a. | n.a. | n.a. | n.a. | 1510 | 1500 | 3 | n.a. | n.a. | 568 | 150-540 | 1-180 | 5 | n.a.
Lithuania | 15 | 25 | gas | n.a. | 42-33 | 30-45 | n.a. | 1429.75 | n.a. | n.a. | n.a. | n.a. | n.a. | 1434.5 | 1425 | 1429.75 | n.a. | n.a. | n.a. | n.a. | n.a. | 1434.5 | 1425 | 1429.75 | n.a. | n.a. | n.a. | n.a. | n.a. | 1434.5 | 1425 | 3 | n.a. | n.a. | 568 | 150-540 | 1-180 | 5 | n.a.
Luxembourg | 15 | 25 | gas | n.a. | 42-33 | 30-45 | n.a. | 1550.15 | n.a. | n.a. | n.a. | n.a. | n.a. | 1555.3 | 1545 | 1550.15 | n.a. | n.a. | n.a. | n.a. | n.a. | 1555.3 | 1545 | 1550.15 | n.a. | n.a. | n.a. | n.a. | n.a. | 1555.3 | 1545 | 3 | n.a. | n.a. | 568 | 150-540 | 1-180 | 5 | n.a.
Malta | 15 | 25 | gas | n.a. | 42-33 | 30-45 | n.a. | 1655.5 | n.a. | n.a. | n.a. | n.a. | n.a. | 1661 | 1650 | 1655.5 | n.a. | n.a. | n.a. | n.a. | n.a. | 1661 | 1650 | 1655.5 | n.a. | n.a. | n.a. | n.a. | n.a. | 1661 | 1650 | 3 | n.a. | n.a. | 568 | 150-540 | 1-180 | 5 | n.a.
Netherlands | 15 | 25 | gas | n.a. | 42-33 | 30-45 | n.a. | 1520.05 | n.a. | n.a. | n.a. | n.a. | n.a. | 1525.1 | 1515 | 1520.05 | n.a. | n.a. | n.a. | n.a. | n.a. | 1525.1 | 1515 | 1520.05 | n.a. | n.a. | n.a. | n.a. | n.a. | 1525.1 | 1515 | 3 | n.a. | n.a. | 568 | 150-540 | 1-180 | 5 | n.a.
Poland | 15 | 25 | gas | n.a. | 42-33 | 30-45 | n.a. | 1414.7 | n.a. | n.a. | n.a. | n.a. | n.a. | 1419.4 | 1410 | 1414.7 | n.a. | n.a. | n.a. | n.a. | n.a. | 1419.4 | 1410 | 1414.7 | n.a. | n.a. | n.a. | n.a. | n.a. | 1419.4 | 1410 | 3 | n.a. | n.a. | 568 | 150-540 | 1-180 | 5 | n.a.
Portugal | 15 | 25 | gas | n.a. | 42-33 | 30-45 | n.a. | 1625.4 | n.a. | n.a. | n.a. | n.a. | n.a. | 1630.8 | 1620 | 1625.4 | n.a. | n.a. | n.a. | n.a. | n.a. | 1630.8 | 1620 | 1625.4 | n.a. | n.a. | n.a. | n.a. | n.a. | 1630.8 | 1620 | 3 | n.a. | n.a. | 568 | 150-540 | 1-180 | 5 | n.a.
Romania | 15 | 25 | gas | n.a. | 42-33 | 30-45 | n.a. | 1489.95 | n.a. | n.a. | n.a. | n.a. | n.a. | 1494.9 | 1485 | 1489.95 | n.a. | n.a. | n.a. | n.a. | n.a. | 1494.9 | 1485 | 1489.95 | n.a. | n.a. | n.a. | n.a. | n.a. | 1494.9 | 1485 | 3 | n.a. | n.a. | 568 | 150-540 | 1-180 | 5 | n.a.
Slovakia | 15 | 25 | gas | n.a. | 42-33 | 30-45 | n.a. | 1565.2 | n.a. | n.a. | n.a. | n.a. | n.a. | 1570.4 | 1560 | 1565.2 | n.a. | n.a. | n.a. | n.a. | n.a. | 1570.4 | 1560 | 1565.2 | n.a. | n.a. | n.a. | n.a. | n.a. | 1570.4 | 1560 | 3 | n.a. | n.a. | 568 | 150-540 | 1-180 | 5 | n.a.
Slovenia | 15 | 25 | gas | n.a. | 42-33 | 30-45 | n.a. | 1505 | n.a. | n.a. | n.a. | n.a. | n.a. | 1510 | 1500 | 1505 | n.a. | n.a. | n.a. | n.a. | n.a. | 1510 | 1500 | 1505 | n.a. | n.a. | n.a. | n.a. | n.a. | 1510 | 1500 | 3 | n.a. | n.a. | 568 | 150-540 | 1-180 | 5 | n.a.
Spain | 15 | 25 | gas | n.a. | 42-33 | 30-45 | n.a. | 1505 | n.a. | n.a. | n.a. | n.a. | n.a. | 1510 | 1500 | 1505 | n.a. | n.a. | n.a. | n.a. | n.a. | 1510 | 1500 | 1505 | n.a. | n.a. | n.a. | n.a. | n.a. | 1510 | 1500 | 3 | n.a. | n.a. | 568 | 150-540 | 1-180 | 5 | n.a.
Sweden | 15 | 25 | gas | n.a. | 42-33 | 30-45 | n.a. | 1715.7 | n.a. | n.a. | n.a. | n.a. | n.a. | 1721.4 | 1710 | 1715.7 | n.a. | n.a. | n.a. | n.a. | n.a. | 1721.4 | 1710 | 1715.7 | n.a. | n.a. | n.a. | n.a. | n.a. | 1721.4 | 1710 | 3 | n.a. | n.a. | 568 | 150-540 | 1-180 | 5 | n.a.
United Kingdom | 15 | 25 | gas | n.a. | 42-33 | 30-45 | n.a. | 1444.8 | n.a. | n.a. | n.a. | n.a. | n.a. | 1449.6 | 1440 | 1444.8 | n.a. | n.a. | n.a. | n.a. | n.a. | 1449.6 | 1440 | 1444.8 | n.a. | n.a. | n.a. | n.a. | n.a. | 1449.6 | 1440 | 3 | n.a. | n.a. | 568 | 150-540 | 1-180 | 5 | n.a.
Total EU-28 | 15 | 25 | gas | n.a. | 42-33 | 30-45 | n.a. | 1544.6137 | n.a. | n.a. | n.a. | n.a. | n.a. | 1549.7454 | 1539.4821 | 1544.6137 | n.a. | n.a. | n.a. | n.a. | n.a. | 1549.7454 | 1539.4821 | 1544.6137 | n.a. | n.a. | n.a. | n.a. | n.a. | 1549.7454 | 1539.4821 | 3 | n.a. | n.a. | 568 | 150-540 | 1-180 | 5 | n.a.
Norway | 15 | 25 | gas | n.a. | 42-33 | 30-45 | n.a. | 1986.6 | n.a. | n.a. | n.a. | n.a. | n.a. | 1993.2 | 1980 | 1986.6 | n.a. | n.a. | n.a. | n.a. | n.a. | 1993.2 | 1980 | 1986.6 | n.a. | n.a. | n.a. | n.a. | n.a. | 1993.2 | 1980 | 3 | n.a. | n.a. | 568 | 150-540 | 1-180 | 5 | n.a.
Switzerland | 15 | 25 | gas | n.a. | 42-33 | 30-45 | n.a. | 1790.95 | n.a. | n.a. | n.a. | n.a. | n.a. | 1796.9 | 1785 | 1790.95 | n.a. | n.a. | n.a. | n.a. | n.a. | 1796.9 | 1785 | 1790.95 | n.a. | n.a. | n.a. | n.a. | n.a. | 1796.9 | 1785 | 3 | n.a. | n.a. | 568 | 150-540 | 1-180 | 5 | n.a.
Iceland | 15 | 25 | gas | n.a. | 42-33 | 30-45 | n.a. | 1836.1 | n.a. | n.a. | n.a. | n.a. | n.a. | 1842.2 | 1830 | 1836.1 | n.a. | n.a. | n.a. | n.a. | n.a. | 1842.2 | 1830 | 1836.1 | n.a. | n.a. | n.a. | n.a. | n.a. | 1842.2 | 1830 | 3 | n.a. | n.a. | 568 | 150-540 | 1-180 | 5 | n.a.
Total | 15 | 25 | gas | n.a. | 42-33 | 30-45 | n.a. | [24 empty] | 3 | n.a. | n.a. | 568 | 150-540 | 1-180 | 5 | n.a.
Sources
| Calculatory lifetime [a] | Technical lifetime [a] | Type of fuel [-] |  | Thermal efficiency [%] | Electrical efficiency (CHP) [%] | Saving options/ efficiency development [%] | Specific investment cost 2013 [€2013] | Specific investment cost 2013 | [6 empty] | Specific investment cost 2020 [€2013] | Specific investment cost 2020 | [6 empty] | Specific investment cost 2030 [€2013] | Specific investment cost 2030 | [6 empty] | Annual O&M cost (in % of Invest) | Sold units 2012 [n] | Sold units 2013 [n] | Maximum temperature level [°C] | Steam temperature [°C] | Steam pressure [bar] | Minimum capacitiy of one unit [kW] | Maximum capacitiy of one unit [kW]
[9 empty] | <25 kW | 25 - 50 kW | 51 - 250 kW | 251 - 1000 kW | 1001 - 4999 kW | 5k - 25k kW | >25k kW |  | <25 kW | 25 - 50 kW | 51 - 250 kW | 251 - 1000 kW | 1001 - 4999 kW | 5k - 25k kW | >25k kW |  | <25 kW | 25 - 50 kW | 51 - 250 kW | 251 - 1000 kW | 1001 - 4999 kW | 5k - 25k kW | >25k kW
Austria | expert | ETSAP | PLATTS 2014 |  | ETSAP/Erdmann_2010 | ETSAP/Erdmann_2010 |  | ETSAP/IFAM/TURBODEN/Bremer Energie Institut | size below 5MW very unusual | size below 5MW very unusual | size below 5MW very unusual | size below 5MW very unusual | size below 5MW very unusual | calculated | calculated | same as 2013 | [7 empty] | same as 2013 | [7 empty] | ETSAP | PLATTS 2014 | PLATTS_2014 | PLATTS 2014/Erdmann_2010 | PLATTS 2014/Erdmann_2010 | PLATTS 2014/Erdmann_2010 | PLATTS_2014 | PLATTS_2014
Belgium | expert | ETSAP | PLATTS 2014 |  | ETSAP/Erdmann_2010 | ETSAP/Erdmann_2010 |  | ETSAP/IFAM/TURBODEN/Bremer Energie Institut | size below 5MW very unusual | size below 5MW very unusual | size below 5MW very unusual | size below 5MW very unusual | size below 5MW very unusual | calculated | calculated | same as 2013 | [7 empty] | same as 2013 | [7 empty] | ETSAP | PLATTS 2014 | PLATTS_2014 | PLATTS 2014/Erdmann_2010 | PLATTS 2014/Erdmann_2010 | PLATTS 2014/Erdmann_2010 | PLATTS_2014 | PLATTS_2014
Bulgaria | expert | ETSAP | PLATTS 2014 |  | ETSAP/Erdmann_2010 | ETSAP/Erdmann_2010 |  | ETSAP/IFAM/TURBODEN/Bremer Energie Institut | size below 5MW very unusual | size below 5MW very unusual | size below 5MW very unusual | size below 5MW very unusual | size below 5MW very unusual | calculated | calculated | same as 2013 | [7 empty] | same as 2013 | [7 empty] | ETSAP | PLATTS 2014 | PLATTS_2014 | PLATTS 2014/Erdmann_2010 | PLATTS 2014/Erdmann_2010 | PLATTS 2014/Erdmann_2010 | PLATTS_2014 | PLATTS_2014
Croatia | expert | ETSAP | PLATTS 2014 |  | ETSAP/Erdmann_2010 | ETSAP/Erdmann_2010 |  | ETSAP/IFAM/TURBODEN/Bremer Energie Institut | size below 5MW very unusual | size below 5MW very unusual | size below 5MW very unusual | size below 5MW very unusual | size below 5MW very unusual | calculated | calculated | same as 2013 | [7 empty] | same as 2013 | [7 empty] | ETSAP | PLATTS 2014 | PLATTS_2014 | PLATTS 2014/Erdmann_2010 | PLATTS 2014/Erdmann_2010 | PLATTS 2014/Erdmann_2010 | PLATTS_2014 | PLATTS_2014
Cyprus | expert | ETSAP | PLATTS 2014 |  | ETSAP/Erdmann_2010 | ETSAP/Erdmann_2010 |  | ETSAP/IFAM/TURBODEN/Bremer Energie Institut | size below 5MW very unusual | size below 5MW very unusual | size below 5MW very unusual | size below 5MW very unusual | size below 5MW very unusual | calculated | calculated | same as 2013 | [7 empty] | same as 2013 | [7 empty] | ETSAP | PLATTS 2014 | PLATTS_2014 | PLATTS 2014/Erdmann_2010 | PLATTS 2014/Erdmann_2010 | PLATTS 2014/Erdmann_2010 | PLATTS_2014 | PLATTS_2014
Czech Republic | expert | ETSAP | PLATTS 2014 |  | ETSAP/Erdmann_2010 | ETSAP/Erdmann_2010 |  | ETSAP/IFAM/TURBODEN/Bremer Energie Institut | size below 5MW very unusual | size below 5MW very unusual | size below 5MW very unusual | size below 5MW very unusual | size below 5MW very unusual | calculated | calculated | same as 2013 | [7 empty] | same as 2013 | [7 empty] | ETSAP | PLATTS 2014 | PLATTS_2014 | PLATTS 2014/Erdmann_2010 | PLATTS 2014/Erdmann_2010 | PLATTS 2014/Erdmann_2010 | PLATTS_2014 | PLATTS_2014
Denmark | expert | ETSAP | PLATTS 2014 |  | ETSAP/Erdmann_2010 | ETSAP/Erdmann_2010 |  | ETSAP/IFAM/TURBODEN/Bremer Energie Institut | size below 5MW very unusual | size below 5MW very unusual | size below 5MW very unusual | size below 5MW very unusual | size below 5MW very unusual | calculated | calculated | same as 2013 | [7 empty] | same as 2013 | [7 empty] | ETSAP | PLATTS 2014 | PLATTS_2014 | PLATTS 2014/Erdmann_2010 | PLATTS 2014/Erdmann_2010 | PLATTS 2014/Erdmann_2010 | PLATTS_2014 | PLATTS_2014
Estonia | expert | ETSAP | PLATTS 2014 |  | ETSAP/Erdmann_2010 | ETSAP/Erdmann_2010 |  | ETSAP/IFAM/TURBODEN/Bremer Energie Institut | size below 5MW very unusual | size below 5MW very unusual | size below 5MW very unusual | size below 5MW very unusual | size below 5MW very unusual | calculated | calculated | same as 2013 | [7 empty] | same as 2013 | [7 empty] | ETSAP | PLATTS 2014 | PLATTS_2014 | PLATTS 2014/Erdmann_2010 | PLATTS 2014/Erdmann_2010 | PLATTS 2014/Erdmann_2010 | PLATTS_2014 | PLATTS_2014
Finland | expert | ETSAP | PLATTS 2014 |  | ETSAP/Erdmann_2010 | ETSAP/Erdmann_2010 |  | ETSAP/IFAM/TURBODEN/Bremer Energie Institut | size below 5MW very unusual | size below 5MW very unusual | size below 5MW very unusual | size below 5MW very unusual | size below 5MW very unusual | calculated | calculated | same as 2013 | [7 empty] | same as 2013 | [7 empty] | ETSAP | PLATTS 2014 | PLATTS_2014 | PLATTS 2014/Erdmann_2010 | PLATTS 2014/Erdmann_2010 | PLATTS 2014/Erdmann_2010 | PLATTS_2014 | PLATTS_2014
France | expert | ETSAP | PLATTS 2014 |  | ETSAP/Erdmann_2010 | ETSAP/Erdmann_2010 |  | ETSAP/IFAM/TURBODEN/Bremer Energie Institut | size below 5MW very unusual | size below 5MW very unusual | size below 5MW very unusual | size below 5MW very unusual | size below 5MW very unusual | calculated | calculated | same as 2013 | [7 empty] | same as 2013 | [7 empty] | ETSAP | PLATTS 2014 | PLATTS_2014 | PLATTS 2014/Erdmann_2010 | PLATTS 2014/Erdmann_2010 | PLATTS 2014/Erdmann_2010 | PLATTS_2014 | PLATTS_2014
Germany | expert | ETSAP | PLATTS 2014 |  | ETSAP/Erdmann_2010 | ETSAP/Erdmann_2010 |  | ETSAP/IFAM/TURBODEN/Bremer Energie Institut | size below 5MW very unusual | size below 5MW very unusual | size below 5MW very unusual | size below 5MW very unusual | size below 5MW very unusual | calculated | calculated | same as 2013 | [7 empty] | same as 2013 | [7 empty] | ETSAP | PLATTS 2014 | PLATTS_2014 | PLATTS 2014/Erdmann_2010 | PLATTS 2014/Erdmann_2010 | PLATTS 2014/Erdmann_2010 | PLATTS_2014 | PLATTS_2014
Greece | expert | ETSAP | PLATTS 2014 |  | ETSAP/Erdmann_2010 | ETSAP/Erdmann_2010 |  | ETSAP/IFAM/TURBODEN/Bremer Energie Institut | size below 5MW very unusual | size below 5MW very unusual | size below 5MW very unusual | size below 5MW very unusual | size below 5MW very unusual | calculated | calculated | same as 2013 | [7 empty] | same as 2013 | [7 empty] | ETSAP | PLATTS 2014 | PLATTS_2014 | PLATTS 2014/Erdmann_2010 | PLATTS 2014/Erdmann_2010 | PLATTS 2014/Erdmann_2010 | PLATTS_2014 | PLATTS_2014
Hungary | expert | ETSAP | PLATTS 2014 |  | ETSAP/Erdmann_2010 | ETSAP/Erdmann_2010 |  | ETSAP/IFAM/TURBODEN/Bremer Energie Institut | size below 5MW very unusual | size below 5MW very unusual | size below 5MW very unusual | size below 5MW very unusual | size below 5MW very unusual | calculated | calculated | same as 2013 | [7 empty] | same as 2013 | [7 empty] | ETSAP | PLATTS 2014 | PLATTS_2014 | PLATTS 2014/Erdmann_2010 | PLATTS 2014/Erdmann_2010 | PLATTS 2014/Erdmann_2010 | PLATTS_2014 | PLATTS_2014
Ireland | expert | ETSAP | PLATTS 2014 |  | ETSAP/Erdmann_2010 | ETSAP/Erdmann_2010 |  | ETSAP/IFAM/TURBODEN/Bremer Energie Institut | size below 5MW very unusual | size below 5MW very unusual | size below 5MW very unusual | size below 5MW very unusual | size below 5MW very unusual | calculated | calculated | same as 2013 | [7 empty] | same as 2013 | [7 empty] | ETSAP | PLATTS 2014 | PLATTS_2014 | PLATTS 2014/Erdmann_2010 | PLATTS 2014/Erdmann_2010 | PLATTS 2014/Erdmann_2010 | PLATTS_2014 | PLATTS_2014
Italy | expert | ETSAP | PLATTS 2014 |  | ETSAP/Erdmann_2010 | ETSAP/Erdmann_2010 |  | ETSAP/IFAM/TURBODEN/Bremer Energie Institut | size below 5MW very unusual | size below 5MW very unusual | size below 5MW very unusual | size below 5MW very unusual | size below 5MW very unusual | calculated | calculated | same as 2013 | [7 empty] | same as 2013 | [7 empty] | ETSAP | PLATTS 2014 | PLATTS_2014 | PLATTS 2014/Erdmann_2010 | PLATTS 2014/Erdmann_2010 | PLATTS 2014/Erdmann_2010 | PLATTS_2014 | PLATTS_2014
Latvia | expert | ETSAP | PLATTS 2014 |  | ETSAP/Erdmann_2010 | ETSAP/Erdmann_2010 |  | ETSAP/IFAM/TURBODEN/Bremer Energie Institut | size below 5MW very unusual | size below 5MW very unusual | size below 5MW very unusual | size below 5MW very unusual | size below 5MW very unusual | calculated | calculated | same as 2013 | [7 empty] | same as 2013 | [7 empty] | ETSAP | PLATTS 2014 | PLATTS_2014 | PLATTS 2014/Erdmann_2010 | PLATTS 2014/Erdmann_2010 | PLATTS 2014/Erdmann_2010 | PLATTS_2014 | PLATTS_2014
Lithuania | expert | ETSAP | PLATTS 2014 |  | ETSAP/Erdmann_2010 | ETSAP/Erdmann_2010 |  | ETSAP/IFAM/TURBODEN/Bremer Energie Institut | size below 5MW very unusual | size below 5MW very unusual | size below 5MW very unusual | size below 5MW very unusual | size below 5MW very unusual | calculated | calculated | same as 2013 | [7 empty] | same as 2013 | [7 empty] | ETSAP | PLATTS 2014 | PLATTS_2014 | PLATTS 2014/Erdmann_2010 | PLATTS 2014/Erdmann_2010 | PLATTS 2014/Erdmann_2010 | PLATTS_2014 | PLATTS_2014
Luxembourg | expert | ETSAP | PLATTS 2014 |  | ETSAP/Erdmann_2010 | ETSAP/Erdmann_2010 |  | ETSAP/IFAM/TURBODEN/Bremer Energie Institut | size below 5MW very unusual | size below 5MW very unusual | size below 5MW very unusual | size below 5MW very unusual | size below 5MW very unusual | calculated | calculated | same as 2013 | [7 empty] | same as 2013 | [7 empty] | ETSAP | PLATTS 2014 | PLATTS_2014 | PLATTS 2014/Erdmann_2010 | PLATTS 2014/Erdmann_2010 | PLATTS 2014/Erdmann_2010 | PLATTS_2014 | PLATTS_2014
Malta | expert | ETSAP | PLATTS 2014 |  | ETSAP/Erdmann_2010 | ETSAP/Erdmann_2010 |  | ETSAP/IFAM/TURBODEN/Bremer Energie Institut | size below 5MW very unusual | size below 5MW very unusual | size below 5MW very unusual | size below 5MW very unusual | size below 5MW very unusual | calculated | calculated | same as 2013 | [7 empty] | same as 2013 | [7 empty] | ETSAP | PLATTS 2014 | PLATTS_2014 | PLATTS 2014/Erdmann_2010 | PLATTS 2014/Erdmann_2010 | PLATTS 2014/Erdmann_2010 | PLATTS_2014 | PLATTS_2014
Netherlands | expert | ETSAP | PLATTS 2014 |  | ETSAP/Erdmann_2010 | ETSAP/Erdmann_2010 |  | ETSAP/IFAM/TURBODEN/Bremer Energie Institut | size below 5MW very unusual | size below 5MW very unusual | size below 5MW very unusual | size below 5MW very unusual | size below 5MW very unusual | calculated | calculated | same as 2013 | [7 empty] | same as 2013 | [7 empty] | ETSAP | PLATTS 2014 | PLATTS_2014 | PLATTS 2014/Erdmann_2010 | PLATTS 2014/Erdmann_2010 | PLATTS 2014/Erdmann_2010 | PLATTS_2014 | PLATTS_2014
Poland | expert | ETSAP | PLATTS 2014 |  | ETSAP/Erdmann_2010 | ETSAP/Erdmann_2010 |  | ETSAP/IFAM/TURBODEN/Bremer Energie Institut | size below 5MW very unusual | size below 5MW very unusual | size below 5MW very unusual | size below 5MW very unusual | size below 5MW very unusual | calculated | calculated | same as 2013 | [7 empty] | same as 2013 | [7 empty] | ETSAP | PLATTS 2014 | PLATTS_2014 | PLATTS 2014/Erdmann_2010 | PLATTS 2014/Erdmann_2010 | PLATTS 2014/Erdmann_2010 | PLATTS_2014 | PLATTS_2014
Portugal | expert | ETSAP | PLATTS 2014 |  | ETSAP/Erdmann_2010 | ETSAP/Erdmann_2010 |  | ETSAP/IFAM/TURBODEN/Bremer Energie Institut | size below 5MW very unusual | size below 5MW very unusual | size below 5MW very unusual | size below 5MW very unusual | size below 5MW very unusual | calculated | calculated | same as 2013 | [7 empty] | same as 2013 | [7 empty] | ETSAP | PLATTS 2014 | PLATTS_2014 | PLATTS 2014/Erdmann_2010 | PLATTS 2014/Erdmann_2010 | PLATTS 2014/Erdmann_2010 | PLATTS_2014 | PLATTS_2014
Romania | expert | ETSAP | PLATTS 2014 |  | ETSAP/Erdmann_2010 | ETSAP/Erdmann_2010 |  | ETSAP/IFAM/TURBODEN/Bremer Energie Institut | size below 5MW very unusual | size below 5MW very unusual | size below 5MW very unusual | size below 5MW very unusual | size below 5MW very unusual | calculated | calculated | same as 2013 | [7 empty] | same as 2013 | [7 empty] | ETSAP | PLATTS 2014 | PLATTS_2014 | PLATTS 2014/Erdmann_2010 | PLATTS 2014/Erdmann_2010 | PLATTS 2014/Erdmann_2010 | PLATTS_2014 | PLATTS_2014
Slovakia | expert | ETSAP | PLATTS 2014 |  | ETSAP/Erdmann_2010 | ETSAP/Erdmann_2010 |  | ETSAP/IFAM/TURBODEN/Bremer Energie Institut | size below 5MW very unusual | size below 5MW very unusual | size below 5MW very unusual | size below 5MW very unusual | size below 5MW very unusual | calculated | calculated | same as 2013 | [7 empty] | same as 2013 | [7 empty] | ETSAP | PLATTS 2014 | PLATTS_2014 | PLATTS 2014/Erdmann_2010 | PLATTS 2014/Erdmann_2010 | PLATTS 2014/Erdmann_2010 | PLATTS_2014 | PLATTS_2014
Slovenia | expert | ETSAP | PLATTS 2014 |  | ETSAP/Erdmann_2010 | ETSAP/Erdmann_2010 |  | ETSAP/IFAM/TURBODEN/Bremer Energie Institut | size below 5MW very unusual | size below 5MW very unusual | size below 5MW very unusual | size below 5MW very unusual | size below 5MW very unusual | calculated | calculated | same as 2013 | [7 empty] | same as 2013 | [7 empty] | ETSAP | PLATTS 2014 | PLATTS_2014 | PLATTS 2014/Erdmann_2010 | PLATTS 2014/Erdmann_2010 | PLATTS 2014/Erdmann_2010 | PLATTS_2014 | PLATTS_2014
Spain | expert | ETSAP | PLATTS 2014 |  | ETSAP/Erdmann_2010 | ETSAP/Erdmann_2010 |  | ETSAP/IFAM/TURBODEN/Bremer Energie Institut | size below 5MW very unusual | size below 5MW very unusual | size below 5MW very unusual | size below 5MW very unusual | size below 5MW very unusual | calculated | calculated | same as 2013 | [7 empty] | same as 2013 | [7 empty] | ETSAP | PLATTS 2014 | PLATTS_2014 | PLATTS 2014/Erdmann_2010 | PLATTS 2014/Erdmann_2010 | PLATTS 2014/Erdmann_2010 | PLATTS_2014 | PLATTS_2014
Sweden | expert | ETSAP | PLATTS 2014 |  | ETSAP/Erdmann_2010 | ETSAP/Erdmann_2010 |  | ETSAP/IFAM/TURBODEN/Bremer Energie Institut | size below 5MW very unusual | size below 5MW very unusual | size below 5MW very unusual | size below 5MW very unusual | size below 5MW very unusual | calculated | calculated | same as 2013 | [7 empty] | same as 2013 | [7 empty] | ETSAP | PLATTS 2014 | PLATTS_2014 | PLATTS 2014/Erdmann_2010 | PLATTS 2014/Erdmann_2010 | PLATTS 2014/Erdmann_2010 | PLATTS_2014 | PLATTS_2014
United Kingdom | expert | ETSAP | PLATTS 2014 |  | ETSAP/Erdmann_2010 | ETSAP/Erdmann_2010 |  | ETSAP/IFAM/TURBODEN/Bremer Energie Institut | size below 5MW very unusual | size below 5MW very unusual | size below 5MW very unusual | size below 5MW very unusual | size below 5MW very unusual | calculated | calculated | same as 2013 | [7 empty] | same as 2013 | [7 empty] | ETSAP | PLATTS 2014 | PLATTS_2014 | PLATTS 2014/Erdmann_2010 | PLATTS 2014/Erdmann_2010 | PLATTS 2014/Erdmann_2010 | PLATTS_2014 | PLATTS_2014
Norway | expert | ETSAP | PLATTS 2014 |  | ETSAP/Erdmann_2010 | ETSAP/Erdmann_2010 |  | ETSAP/IFAM/TURBODEN | calculated | calculated | calculated | calculated | calculated | calculated | calculated | same as 2013 | [7 empty] | same as 2013 | [7 empty] | ETSAP | PLATTS 2014 | PLATTS_2014 | PLATTS 2014/Erdmann_2010 | PLATTS 2014/Erdmann_2010 | PLATTS 2014/Erdmann_2010 | PLATTS_2014 | PLATTS_2014
Switzerland | expert | ETSAP | PLATTS 2014 |  | ETSAP/Erdmann_2010 | ETSAP/Erdmann_2010 |  | ETSAP/IFAM/TURBODEN | calculated | calculated | calculated | calculated | calculated | calculated | calculated | same as 2013 | [7 empty] | same as 2013 | [7 empty] | ETSAP | PLATTS 2014 | PLATTS_2014 | PLATTS 2014/Erdmann_2010 | PLATTS 2014/Erdmann_2010 | PLATTS 2014/Erdmann_2010 | PLATTS_2014 | PLATTS_2014
Iceland | expert | ETSAP | PLATTS 2014 |  | ETSAP/Erdmann_2010 | ETSAP/Erdmann_2010 |  | ETSAP/IFAM/TURBODEN | calculated | calculated | calculated | calculated | calculated | calculated | calculated | same as 2013 | [7 empty] | same as 2013 | [7 empty] | ETSAP | PLATTS 2014 | PLATTS_2014 | PLATTS 2014/Erdmann_2010 | PLATTS 2014/Erdmann_2010 | PLATTS 2014/Erdmann_2010 | PLATTS_2014 | PLATTS_2014

## CHP ICE
Internal combustion engine
Techno-economic data
| Calculatory lifetime [a] | Technical lifetime [a] | Type of fuel [-] | Specific energy consumption [GJ/t] | Thermal efficiency [%] | Electrical efficiency (CHP) [%] | Saving options/ efficiency development [%] | Specific investment cost 2013 [€2013/kWth] | Specific investment cost 2013 | [6 empty] | Specific investment cost 2020 [€2013/kWth] | Specific investment cost 2020 | [6 empty] | Specific investment cost 2030 [€2013/kWth] | Specific investment cost 2030 | [6 empty] | Annual O&M cost (in % of Invest) | Sold units 2012 [n] | Sold units 2013 [n] | Maximum temperature level [°C] | Steam temperature [°C] | Steam pressure [bar] | Minimum capacitiy of one unit [MW] | Maximum capacitiy of one unit [MW] | fuel | x | interpolation/ extrapolation
[40 empty] | Oil | a | ad hoc calculation
[9 empty] | <25 kW | 25 - 50 kW | 51 - 250 kW | 251 - 1000 kW | 1-5 MW | 5 - 25 MW | >25 MW |  | <25 kW | 25 - 50 kW | 51 - 250 kW | 251 - 1000 kW | 1-5 MW | 5 - 25 MW | >25 MW |  | <25 kW | 25 - 50 kW | 51 - 250 kW | 251 - 1000 kW | 1-5 MW | 5 - 25 MW | >25 MW | [8 empty] | Gasoil (intermediate refining product also called No 2 fuel oil) | s | direct use of the source
Austria | 15 | 20 | Oil | [not applicable] | 44-50 | 30-42 |  | 951.3 | 1102.5 | 1050 | 945 | 871.5 | 787.5 | n.a. | n.a. | 951.3 | 1102.5 | 1050 | 945 | 871.5 | 787.5 | n.a. | n.a. | 951.3 | 1102.5 | 1050 | 945 | 871.5 | 787.5 | n.a. | n.a. | 2 | n.a. | n.a. | 550 | 150-540 | 1-180 | 0.2 | 10 | Oil shale | m | modelling
Belgium | 15 | 20 | Oil | [not applicable] | 44-50 | 30-42 |  | 969.42 | 1123.5 | 1070 | 963 | 888.1 | 802.5 | n.a. | n.a. | 969.42 | 1123.5 | 1070 | 963 | 888.1 | 802.5 | n.a. | n.a. | 969.42 | 1123.5 | 1070 | 963 | 888.1 | 802.5 | n.a. | n.a. | 2 | n.a. | n.a. | 550 | 150-540 | 1-180 | 0.2 | 10
Bulgaria | 15 | 20 | Oil | [not applicable] | 44-50 | 30-42 |  | 833.52 | 966 | 920 | 828 | 763.6 | 690 | n.a. | n.a. | 833.52 | 966 | 920 | 828 | 763.6 | 690 | n.a. | n.a. | 833.52 | 966 | 920 | 828 | 763.6 | 690 | n.a. | n.a. | 2 | n.a. | n.a. | 550 | 150-540 | 1-180 | 0.2 | 10 | for all data:
Croatia | 15 | 20 | Oil | [not applicable] | 44-50 | 30-42 |  | 885.162 | 1025.85 | 977 | 879.3 | 810.91 | 732.75 | n.a. | n.a. | 885.162 | 1025.85 | 977 | 879.3 | 810.91 | 732.75 | n.a. | n.a. | 885.162 | 1025.85 | 977 | 879.3 | 810.91 | 732.75 | n.a. | n.a. | 2 | n.a. | n.a. | 550 | 150-540 | 1-180 | 0.2 | 10 | black: data from sorce
Cyprus | 15 | 20 | Oil | [not applicable] | 44-50 | 30-42 |  | 924.12 | 1071 | 1020 | 918 | 846.6 | 765 | n.a. | n.a. | 924.12 | 1071 | 1020 | 918 | 846.6 | 765 | n.a. | n.a. | 924.12 | 1071 | 1020 | 918 | 846.6 | 765 | n.a. | n.a. | 2 | n.a. | n.a. | 550 | 150-540 | 1-180 | 0.2 | 10 | blue: calculated data
Czech Republic | 15 | 20 | Oil | [not applicable] | 44-50 | 30-42 |  | 878.82 | 1018.5 | 970 | 873 | 805.1 | 727.5 | n.a. | n.a. | 878.82 | 1018.5 | 970 | 873 | 805.1 | 727.5 | n.a. | n.a. | 878.82 | 1018.5 | 970 | 873 | 805.1 | 727.5 | n.a. | n.a. | 2 | n.a. | n.a. | 550 | 150-540 | 1-180 | 0.2 | 10
Denmark | 15 | 20 | Oil | [not applicable] | 44-50 | 30-42 |  | 1132.5 | 1312.5 | 1250 | 1125 | 1037.5 | 937.5 | n.a. | n.a. | 1132.5 | 1312.5 | 1250 | 1125 | 1037.5 | 937.5 | n.a. | n.a. | 1132.5 | 1312.5 | 1250 | 1125 | 1037.5 | 937.5 | n.a. | n.a. | 2 | n.a. | n.a. | 550 | 150-540 | 1-180 | 0.2 | 10
Estonia | 15 | 20 | Oil | [not applicable] | 44-50 | 30-42 |  | 869.76 | 1008 | 960 | 864 | 796.8 | 720 | n.a. | n.a. | 869.76 | 1008 | 960 | 864 | 796.8 | 720 | n.a. | n.a. | 869.76 | 1008 | 960 | 864 | 796.8 | 720 | n.a. | n.a. | 2 | n.a. | n.a. | 550 | 150-540 | 1-180 | 0.2 | 10
Finland | 15 | 20 | Oil | [not applicable] | 44-50 | 30-42 |  | 1060.02 | 1228.5 | 1170 | 1053 | 971.1 | 877.5 | n.a. | n.a. | 1060.02 | 1228.5 | 1170 | 1053 | 971.1 | 877.5 | n.a. | n.a. | 1060.02 | 1228.5 | 1170 | 1053 | 971.1 | 877.5 | n.a. | n.a. | 2 | n.a. | n.a. | 550 | 150-540 | 1-180 | 0.2 | 10
France | 15 | 20 | Oil | [not applicable] | 44-50 | 30-42 |  | 933.18 | 1081.5 | 1030 | 927 | 854.9 | 772.5 | n.a. | n.a. | 933.18 | 1081.5 | 1030 | 927 | 854.9 | 772.5 | n.a. | n.a. | 933.18 | 1081.5 | 1030 | 927 | 854.9 | 772.5 | n.a. | n.a. | 2 | n.a. | n.a. | 550 | 150-540 | 1-180 | 0.2 | 10
Germany | 15 | 20 | Oil | [not applicable] | 44-50 | 30-42 |  | 906 | 1050 | 1000 | 900 | 830 | 750 | n.a. | n.a. | 906 | 1050 | 1000 | 900 | 830 | 750 | n.a. | n.a. | 906 | 1050 | 1000 | 900 | 830 | 750 | n.a. | n.a. | 2 | n.a. | n.a. | 550 | 150-540 | 1-180 | 0.2 | 10
Greece | 15 | 20 | Oil | [not applicable] | 44-50 | 30-42 |  | 987.54 | 1144.5 | 1090 | 981 | 904.7 | 817.5 | n.a. | n.a. | 987.54 | 1144.5 | 1090 | 981 | 904.7 | 817.5 | n.a. | n.a. | 987.54 | 1144.5 | 1090 | 981 | 904.7 | 817.5 | n.a. | n.a. | 2 | n.a. | n.a. | 550 | 150-540 | 1-180 | 0.2 | 10
Hungary | 15 | 20 | Oil | [not applicable] | 44-50 | 30-42 |  | 833.52 | 966 | 920 | 828 | 763.6 | 690 | n.a. | n.a. | 833.52 | 966 | 920 | 828 | 763.6 | 690 | n.a. | n.a. | 833.52 | 966 | 920 | 828 | 763.6 | 690 | n.a. | n.a. | 2 | n.a. | n.a. | 550 | 150-540 | 1-180 | 0.2 | 10
Ireland | 15 | 20 | Oil | [not applicable] | 44-50 | 30-42 |  | 960.36 | 1113 | 1060 | 954 | 879.8 | 795 | n.a. | n.a. | 960.36 | 1113 | 1060 | 954 | 879.8 | 795 | n.a. | n.a. | 960.36 | 1113 | 1060 | 954 | 879.8 | 795 | n.a. | n.a. | 2 | n.a. | n.a. | 550 | 150-540 | 1-180 | 0.2 | 10
Italy | 15 | 20 | Oil | [not applicable] | 44-50 | 30-42 |  | 915.06 | 1060.5 | 1010 | 909 | 838.3 | 757.5 | n.a. | n.a. | 915.06 | 1060.5 | 1010 | 909 | 838.3 | 757.5 | n.a. | n.a. | 915.06 | 1060.5 | 1010 | 909 | 838.3 | 757.5 | n.a. | n.a. | 2 | n.a. | n.a. | 550 | 150-540 | 1-180 | 0.2 | 10
Latvia | 15 | 20 | Oil | [not applicable] | 44-50 | 30-42 |  | 906 | 1050 | 1000 | 900 | 830 | 750 | n.a. | n.a. | 906 | 1050 | 1000 | 900 | 830 | 750 | n.a. | n.a. | 906 | 1050 | 1000 | 900 | 830 | 750 | n.a. | n.a. | 2 | n.a. | n.a. | 550 | 150-540 | 1-180 | 0.2 | 10
Lithuania | 15 | 20 | Oil | [not applicable] | 44-50 | 30-42 |  | 860.7 | 997.5 | 950 | 855 | 788.5 | 712.5 | n.a. | n.a. | 860.7 | 997.5 | 950 | 855 | 788.5 | 712.5 | n.a. | n.a. | 860.7 | 997.5 | 950 | 855 | 788.5 | 712.5 | n.a. | n.a. | 2 | n.a. | n.a. | 550 | 150-540 | 1-180 | 0.2 | 10
Luxembourg | 15 | 20 | Oil | [not applicable] | 44-50 | 30-42 |  | 933.18 | 1081.5 | 1030 | 927 | 854.9 | 772.5 | n.a. | n.a. | 933.18 | 1081.5 | 1030 | 927 | 854.9 | 772.5 | n.a. | n.a. | 933.18 | 1081.5 | 1030 | 927 | 854.9 | 772.5 | n.a. | n.a. | 2 | n.a. | n.a. | 550 | 150-540 | 1-180 | 0.2 | 10
Malta | 15 | 20 | Oil | [not applicable] | 44-50 | 30-42 |  | 996.6 | 1155 | 1100 | 990 | 913 | 825 | n.a. | n.a. | 996.6 | 1155 | 1100 | 990 | 913 | 825 | n.a. | n.a. | 996.6 | 1155 | 1100 | 990 | 913 | 825 | n.a. | n.a. | 2 | n.a. | n.a. | 550 | 150-540 | 1-180 | 0.2 | 10
Netherlands | 15 | 20 | Oil | [not applicable] | 44-50 | 30-42 |  | 915.06 | 1060.5 | 1010 | 909 | 838.3 | 757.5 | n.a. | n.a. | 915.06 | 1060.5 | 1010 | 909 | 838.3 | 757.5 | n.a. | n.a. | 915.06 | 1060.5 | 1010 | 909 | 838.3 | 757.5 | n.a. | n.a. | 2 | n.a. | n.a. | 550 | 150-540 | 1-180 | 0.2 | 10
Poland | 15 | 20 | Oil | [not applicable] | 44-50 | 30-42 |  | 851.64 | 987 | 940 | 846 | 780.2 | 705 | n.a. | n.a. | 851.64 | 987 | 940 | 846 | 780.2 | 705 | n.a. | n.a. | 851.64 | 987 | 940 | 846 | 780.2 | 705 | n.a. | n.a. | 2 | n.a. | n.a. | 550 | 150-540 | 1-180 | 0.2 | 10
Portugal | 15 | 20 | Oil | [not applicable] | 44-50 | 30-42 |  | 978.48 | 1134 | 1080 | 972 | 896.4 | 810 | n.a. | n.a. | 978.48 | 1134 | 1080 | 972 | 896.4 | 810 | n.a. | n.a. | 978.48 | 1134 | 1080 | 972 | 896.4 | 810 | n.a. | n.a. | 2 | n.a. | n.a. | 550 | 150-540 | 1-180 | 0.2 | 10
Romania | 15 | 20 | Oil | [not applicable] | 44-50 | 30-42 |  | 896.94 | 1039.5 | 990 | 891 | 821.7 | 742.5 | n.a. | n.a. | 896.94 | 1039.5 | 990 | 891 | 821.7 | 742.5 | n.a. | n.a. | 896.94 | 1039.5 | 990 | 891 | 821.7 | 742.5 | n.a. | n.a. | 2 | n.a. | n.a. | 550 | 150-540 | 1-180 | 0.2 | 10
Slovakia | 15 | 20 | Oil | [not applicable] | 44-50 | 30-42 |  | 942.24 | 1092 | 1040 | 936 | 863.2 | 780 | n.a. | n.a. | 942.24 | 1092 | 1040 | 936 | 863.2 | 780 | n.a. | n.a. | 942.24 | 1092 | 1040 | 936 | 863.2 | 780 | n.a. | n.a. | 2 | n.a. | n.a. | 550 | 150-540 | 1-180 | 0.2 | 10
Slovenia | 15 | 20 | Oil | [not applicable] | 44-50 | 30-42 |  | 906 | 1050 | 1000 | 900 | 830 | 750 | n.a. | n.a. | 906 | 1050 | 1000 | 900 | 830 | 750 | n.a. | n.a. | 906 | 1050 | 1000 | 900 | 830 | 750 | n.a. | n.a. | 2 | n.a. | n.a. | 550 | 150-540 | 1-180 | 0.2 | 10
Spain | 15 | 20 | Oil | [not applicable] | 44-50 | 30-42 |  | 906 | 1050 | 1000 | 900 | 830 | 750 | n.a. | n.a. | 906 | 1050 | 1000 | 900 | 830 | 750 | n.a. | n.a. | 906 | 1050 | 1000 | 900 | 830 | 750 | n.a. | n.a. | 2 | n.a. | n.a. | 550 | 150-540 | 1-180 | 0.2 | 10
Sweden | 15 | 20 | Oil | [not applicable] | 44-50 | 30-42 |  | 1032.84 | 1197 | 1140 | 1026 | 946.2 | 855 | n.a. | n.a. | 1032.84 | 1197 | 1140 | 1026 | 946.2 | 855 | n.a. | n.a. | 1032.84 | 1197 | 1140 | 1026 | 946.2 | 855 | n.a. | n.a. | 2 | n.a. | n.a. | 550 | 150-540 | 1-180 | 0.2 | 10
United Kingdom | 15 | 20 | Oil | [not applicable] | 44-50 | 30-42 |  | 869.76 | 1008 | 960 | 864 | 796.8 | 720 | n.a. | n.a. | 869.76 | 1008 | 960 | 864 | 796.8 | 720 | n.a. | n.a. | 869.76 | 1008 | 960 | 864 | 796.8 | 720 | n.a. | n.a. | 2 | n.a. | n.a. | 550 | 150-540 | 1-180 | 0.2 | 10
Total EU-28 | 15 | 20 | Oil | [not applicable] | 44-50 | 30-42 |  | 929.8472 | 1077.6375 | 1026.3214 | 923.6893 | 851.8468 | 769.7411 | n.a. | n.a. | 929.8472 | 1077.6375 | 1026.3214 | 923.6893 | 851.8468 | 769.7411 | n.a. | n.a. | 929.8472 | 1077.6375 | 1026.3214 | 923.6893 | 851.8468 | 769.7411 | n.a. | n.a. | 2 | n.a. | n.a. | 550 | 150-540 | 1-180 | 0.2 | 10
Norway | 15 | 20 | Oil | [not applicable] | 44-50 | 30-42 |  | 1195.92 | 1386 | 1320 | 1188 | 1095.6 | 990 | n.a. | n.a. | 1195.92 | 1386 | 1320 | 1188 | 1095.6 | 990 | n.a. | n.a. | 1195.92 | 1386 | 1320 | 1188 | 1095.6 | 990 | n.a. | n.a. | 2 | n.a. | n.a. | 550 | 150-540 | 1-180 | 0.2 | 10
Switzerland | 15 | 20 | Oil | [not applicable] | 44-50 | 30-42 |  | 1078.14 | 1249.5 | 1190 | 1071 | 987.7 | 892.5 | n.a. | n.a. | 1078.14 | 1249.5 | 1190 | 1071 | 987.7 | 892.5 | n.a. | n.a. | 1078.14 | 1249.5 | 1190 | 1071 | 987.7 | 892.5 | n.a. | n.a. | 2 | n.a. | n.a. | 550 | 150-540 | 1-180 | 0.2 | 10
Iceland | 15 | 20 | Oil | [not applicable] | 44-50 | 30-42 |  | 1105.32 | 1281 | 1220 | 1098 | 1012.6 | 915 | n.a. | n.a. | 1105.32 | 1281 | 1220 | 1098 | 1012.6 | 915 | n.a. | n.a. | 1105.32 | 1281 | 1220 | 1098 | 1012.6 | 915 | n.a. | n.a. | 2 | n.a. | n.a. | 550 | 150-540 | 1-180 | 0.2 | 10
Total | 15 | 20 | Oil | [not applicable] | 44-50 | 30-42 |  | 948.8743 | 1099.6887 | 1047.3226 | 942.5903 | 869.2777 | 785.4919 | n.a. | n.a. | 948.8743 | 1099.6887 | 1047.3226 | 942.5903 | 869.2777 | 785.4919 | n.a. | n.a. | 948.8743 | 1099.6887 | 1047.3226 | 942.5903 | 869.2777 | 785.4919 | n.a. | n.a. | 2 | n.a. | n.a. | 550 | 150-540 | 1-180 | 0.2 | 10
Sources
| Calculatory lifetime [a] | Technical lifetime [a] | Type of fuel [-] | Specific energy consumption [GJ/t] | Thermal efficiency [%] | Electrical efficiency (CHP) [%] | Saving options/ efficiency development [%] | Specific investment cost 2013 [€2013] | Specific investment cost 2013 | [6 empty] | Specific investment cost 2020 [€2013] | Specific investment cost 2020 | [6 empty] | Specific investment cost 2030 [€2013] | Specific investment cost 2030 | [6 empty] | Annual O&M cost (in % of Invest) | Sold units 2012 [n] | Sold units 2013 [n] | Maximum temperature level [°C] | Steam temperature [°C] | Steam pressure [bar] | Minimum capacitiy of one unit [MW] | Maximum capacitiy of one unit [MW]
[9 empty] | <25 kW | 25 - 50 kW | 51 - 250 kW | 251 - 1000 kW | 1001 - 4999 kW | 5k - 25k kW | >25k kW |  | <25 kW | 25 - 50 kW | 51 - 250 kW | 251 - 1000 kW | 1001 - 4999 kW | 5k - 25k kW | >25k kW |  | <25 kW | 25 - 50 kW | 51 - 250 kW | 251 - 1000 kW | 1001 - 4999 kW | 5k - 25k kW | >25k kW
Austria | expert | ETSAP | PLATTS 2014 |  | ETSAP/Erdmann_2010 | ETSAP/Erdmann_2010 |  | ETSAP/IFAM/TURBODEN/Matthes_2011 | calculated function based on researched data points | calculated function based on researched data points | calculated function based on researched data points | calculated function based on researched data points | calculated function based on researched data points | calculated function based on researched data points | calculated function based on researched data points | same as 2013 | [7 empty] | same as 2013 | [7 empty] | Erdmann_2010 | PLATTS 2014 | PLATTS_2014 | PLATTS 2014/Erdmann_2010 | PLATTS 2014/Erdmann_2010 | PLATTS 2014/Erdmann_2010 | PLATTS_2014 | PLATTS_2014
Belgium | expert | ETSAP | PLATTS 2014 |  | ETSAP/Erdmann_2010 | ETSAP/Erdmann_2010 |  | ETSAP/IFAM/TURBODEN/Matthes_2011 | calculated function based on researched data points | calculated function based on researched data points | calculated function based on researched data points | calculated function based on researched data points | calculated function based on researched data points | calculated function based on researched data points | calculated function based on researched data points | same as 2013 | [7 empty] | same as 2013 | [7 empty] | Erdmann_2010 | PLATTS 2014 | PLATTS_2014 | PLATTS 2014/Erdmann_2010 | PLATTS 2014/Erdmann_2010 | PLATTS 2014/Erdmann_2010 | PLATTS_2014 | PLATTS_2014
Bulgaria | expert | ETSAP | PLATTS 2014 |  | ETSAP/Erdmann_2010 | ETSAP/Erdmann_2010 |  | ETSAP/IFAM/TURBODEN/Matthes_2011 | calculated function based on researched data points | calculated function based on researched data points | calculated function based on researched data points | calculated function based on researched data points | calculated function based on researched data points | calculated function based on researched data points | calculated function based on researched data points | same as 2013 | [7 empty] | same as 2013 | [7 empty] | Erdmann_2010 | PLATTS 2014 | PLATTS_2014 | PLATTS 2014/Erdmann_2010 | PLATTS 2014/Erdmann_2010 | PLATTS 2014/Erdmann_2010 | PLATTS_2014 | PLATTS_2014
Croatia | expert | ETSAP | PLATTS 2014 |  | ETSAP/Erdmann_2010 | ETSAP/Erdmann_2010 |  | ETSAP/IFAM/TURBODEN/Matthes_2011 | calculated function based on researched data points | calculated function based on researched data points | calculated function based on researched data points | calculated function based on researched data points | calculated function based on researched data points | calculated function based on researched data points | calculated function based on researched data points | same as 2013 | [7 empty] | same as 2013 | [7 empty] | Erdmann_2010 | PLATTS 2014 | PLATTS_2014 | PLATTS 2014/Erdmann_2010 | PLATTS 2014/Erdmann_2010 | PLATTS 2014/Erdmann_2010 | PLATTS_2014 | PLATTS_2014
Cyprus | expert | ETSAP | PLATTS 2014 |  | ETSAP/Erdmann_2010 | ETSAP/Erdmann_2010 |  | ETSAP/IFAM/TURBODEN/Matthes_2011 | calculated function based on researched data points | calculated function based on researched data points | calculated function based on researched data points | calculated function based on researched data points | calculated function based on researched data points | calculated function based on researched data points | calculated function based on researched data points | same as 2013 | [7 empty] | same as 2013 | [7 empty] | Erdmann_2010 | PLATTS 2014 | PLATTS_2014 | PLATTS 2014/Erdmann_2010 | PLATTS 2014/Erdmann_2010 | PLATTS 2014/Erdmann_2010 | PLATTS_2014 | PLATTS_2014
Czech Republic | expert | ETSAP | PLATTS 2014 |  | ETSAP/Erdmann_2010 | ETSAP/Erdmann_2010 |  | ETSAP/IFAM/TURBODEN/Matthes_2011 | calculated function based on researched data points | calculated function based on researched data points | calculated function based on researched data points | calculated function based on researched data points | calculated function based on researched data points | calculated function based on researched data points | calculated function based on researched data points | same as 2013 | [7 empty] | same as 2013 | [7 empty] | Erdmann_2010 | PLATTS 2014 | PLATTS_2014 | PLATTS 2014/Erdmann_2010 | PLATTS 2014/Erdmann_2010 | PLATTS 2014/Erdmann_2010 | PLATTS_2014 | PLATTS_2014
Denmark | expert | ETSAP | PLATTS 2014 |  | ETSAP/Erdmann_2010 | ETSAP/Erdmann_2010 |  | ETSAP/IFAM/TURBODEN/Matthes_2011 | calculated function based on researched data points | calculated function based on researched data points | calculated function based on researched data points | calculated function based on researched data points | calculated function based on researched data points | calculated function based on researched data points | calculated function based on researched data points | same as 2013 | [7 empty] | same as 2013 | [7 empty] | Erdmann_2010 | PLATTS 2014 | PLATTS_2014 | PLATTS 2014/Erdmann_2010 | PLATTS 2014/Erdmann_2010 | PLATTS 2014/Erdmann_2010 | PLATTS_2014 | PLATTS_2014
Estonia | expert | ETSAP | PLATTS 2014 |  | ETSAP/Erdmann_2010 | ETSAP/Erdmann_2010 |  | ETSAP/IFAM/TURBODEN/Matthes_2011 | calculated function based on researched data points | calculated function based on researched data points | calculated function based on researched data points | calculated function based on researched data points | calculated function based on researched data points | calculated function based on researched data points | calculated function based on researched data points | same as 2013 | [7 empty] | same as 2013 | [7 empty] | Erdmann_2010 | PLATTS 2014 | PLATTS_2014 | PLATTS 2014/Erdmann_2010 | PLATTS 2014/Erdmann_2010 | PLATTS 2014/Erdmann_2010 | PLATTS_2014 | PLATTS_2014
Finland | expert | ETSAP | PLATTS 2014 |  | ETSAP/Erdmann_2010 | ETSAP/Erdmann_2010 |  | ETSAP/IFAM/TURBODEN/Matthes_2011 | calculated function based on researched data points | calculated function based on researched data points | calculated function based on researched data points | calculated function based on researched data points | calculated function based on researched data points | calculated function based on researched data points | calculated function based on researched data points | same as 2013 | [7 empty] | same as 2013 | [7 empty] | Erdmann_2010 | PLATTS 2014 | PLATTS_2014 | PLATTS 2014/Erdmann_2010 | PLATTS 2014/Erdmann_2010 | PLATTS 2014/Erdmann_2010 | PLATTS_2014 | PLATTS_2014
France | expert | ETSAP | PLATTS 2014 |  | ETSAP/Erdmann_2010 | ETSAP/Erdmann_2010 |  | ETSAP/IFAM/TURBODEN/Matthes_2011 | calculated function based on researched data points | calculated function based on researched data points | calculated function based on researched data points | calculated function based on researched data points | calculated function based on researched data points | calculated function based on researched data points | calculated function based on researched data points | same as 2013 | [7 empty] | same as 2013 | [7 empty] | Erdmann_2010 | PLATTS 2014 | PLATTS_2014 | PLATTS 2014/Erdmann_2010 | PLATTS 2014/Erdmann_2010 | PLATTS 2014/Erdmann_2010 | PLATTS_2014 | PLATTS_2014
Germany | expert | ETSAP | PLATTS 2014 |  | ETSAP/Erdmann_2010 | ETSAP/Erdmann_2010 |  | ETSAP/IFAM/TURBODEN/Matthes_2011 | calculated function based on researched data points | calculated function based on researched data points | calculated function based on researched data points | calculated function based on researched data points | calculated function based on researched data points | calculated function based on researched data points | calculated function based on researched data points | same as 2013 | [7 empty] | same as 2013 | [7 empty] | Erdmann_2010 | PLATTS 2014 | PLATTS_2014 | PLATTS 2014/Erdmann_2010 | PLATTS 2014/Erdmann_2010 | PLATTS 2014/Erdmann_2010 | PLATTS_2014 | PLATTS_2014
Greece | expert | ETSAP | PLATTS 2014 |  | ETSAP/Erdmann_2010 | ETSAP/Erdmann_2010 |  | ETSAP/IFAM/TURBODEN/Matthes_2011 | calculated function based on researched data points | calculated function based on researched data points | calculated function based on researched data points | calculated function based on researched data points | calculated function based on researched data points | calculated function based on researched data points | calculated function based on researched data points | same as 2013 | [7 empty] | same as 2013 | [7 empty] | Erdmann_2010 | PLATTS 2014 | PLATTS_2014 | PLATTS 2014/Erdmann_2010 | PLATTS 2014/Erdmann_2010 | PLATTS 2014/Erdmann_2010 | PLATTS_2014 | PLATTS_2014
Hungary | expert | ETSAP | PLATTS 2014 |  | ETSAP/Erdmann_2010 | ETSAP/Erdmann_2010 |  | ETSAP/IFAM/TURBODEN/Matthes_2011 | calculated function based on researched data points | calculated function based on researched data points | calculated function based on researched data points | calculated function based on researched data points | calculated function based on researched data points | calculated function based on researched data points | calculated function based on researched data points | same as 2013 | [7 empty] | same as 2013 | [7 empty] | Erdmann_2010 | PLATTS 2014 | PLATTS_2014 | PLATTS 2014/Erdmann_2010 | PLATTS 2014/Erdmann_2010 | PLATTS 2014/Erdmann_2010 | PLATTS_2014 | PLATTS_2014
Ireland | expert | ETSAP | PLATTS 2014 |  | ETSAP/Erdmann_2010 | ETSAP/Erdmann_2010 |  | ETSAP/IFAM/TURBODEN/Matthes_2011 | calculated function based on researched data points | calculated function based on researched data points | calculated function based on researched data points | calculated function based on researched data points | calculated function based on researched data points | calculated function based on researched data points | calculated function based on researched data points | same as 2013 | [7 empty] | same as 2013 | [7 empty] | Erdmann_2010 | PLATTS 2014 | PLATTS_2014 | PLATTS 2014/Erdmann_2010 | PLATTS 2014/Erdmann_2010 | PLATTS 2014/Erdmann_2010 | PLATTS_2014 | PLATTS_2014
Italy | expert | ETSAP | PLATTS 2014 |  | ETSAP/Erdmann_2010 | ETSAP/Erdmann_2010 |  | ETSAP/IFAM/TURBODEN/Matthes_2011 | calculated function based on researched data points | calculated function based on researched data points | calculated function based on researched data points | calculated function based on researched data points | calculated function based on researched data points | calculated function based on researched data points | calculated function based on researched data points | same as 2013 | [7 empty] | same as 2013 | [7 empty] | Erdmann_2010 | PLATTS 2014 | PLATTS_2014 | PLATTS 2014/Erdmann_2010 | PLATTS 2014/Erdmann_2010 | PLATTS 2014/Erdmann_2010 | PLATTS_2014 | PLATTS_2014
Latvia | expert | ETSAP | PLATTS 2014 |  | ETSAP/Erdmann_2010 | ETSAP/Erdmann_2010 |  | ETSAP/IFAM/TURBODEN/Matthes_2011 | calculated function based on researched data points | calculated function based on researched data points | calculated function based on researched data points | calculated function based on researched data points | calculated function based on researched data points | calculated function based on researched data points | calculated function based on researched data points | same as 2013 | [7 empty] | same as 2013 | [7 empty] | Erdmann_2010 | PLATTS 2014 | PLATTS_2014 | PLATTS 2014/Erdmann_2010 | PLATTS 2014/Erdmann_2010 | PLATTS 2014/Erdmann_2010 | PLATTS_2014 | PLATTS_2014
Lithuania | expert | ETSAP | PLATTS 2014 |  | ETSAP/Erdmann_2010 | ETSAP/Erdmann_2010 |  | ETSAP/IFAM/TURBODEN/Matthes_2011 | calculated function based on researched data points | calculated function based on researched data points | calculated function based on researched data points | calculated function based on researched data points | calculated function based on researched data points | calculated function based on researched data points | calculated function based on researched data points | same as 2013 | [7 empty] | same as 2013 | [7 empty] | Erdmann_2010 | PLATTS 2014 | PLATTS_2014 | PLATTS 2014/Erdmann_2010 | PLATTS 2014/Erdmann_2010 | PLATTS 2014/Erdmann_2010 | PLATTS_2014 | PLATTS_2014
Luxembourg | expert | ETSAP | PLATTS 2014 |  | ETSAP/Erdmann_2010 | ETSAP/Erdmann_2010 |  | ETSAP/IFAM/TURBODEN/Matthes_2011 | calculated function based on researched data points | calculated function based on researched data points | calculated function based on researched data points | calculated function based on researched data points | calculated function based on researched data points | calculated function based on researched data points | calculated function based on researched data points | same as 2013 | [7 empty] | same as 2013 | [7 empty] | Erdmann_2010 | PLATTS 2014 | PLATTS_2014 | PLATTS 2014/Erdmann_2010 | PLATTS 2014/Erdmann_2010 | PLATTS 2014/Erdmann_2010 | PLATTS_2014 | PLATTS_2014
Malta | expert | ETSAP | PLATTS 2014 |  | ETSAP/Erdmann_2010 | ETSAP/Erdmann_2010 |  | ETSAP/IFAM/TURBODEN/Matthes_2011 | calculated function based on researched data points | calculated function based on researched data points | calculated function based on researched data points | calculated function based on researched data points | calculated function based on researched data points | calculated function based on researched data points | calculated function based on researched data points | same as 2013 | [7 empty] | same as 2013 | [7 empty] | Erdmann_2010 | PLATTS 2014 | PLATTS_2014 | PLATTS 2014/Erdmann_2010 | PLATTS 2014/Erdmann_2010 | PLATTS 2014/Erdmann_2010 | PLATTS_2014 | PLATTS_2014
Netherlands | expert | ETSAP | PLATTS 2014 |  | ETSAP/Erdmann_2010 | ETSAP/Erdmann_2010 |  | ETSAP/IFAM/TURBODEN/Matthes_2011 | calculated function based on researched data points | calculated function based on researched data points | calculated function based on researched data points | calculated function based on researched data points | calculated function based on researched data points | calculated function based on researched data points | calculated function based on researched data points | same as 2013 | [7 empty] | same as 2013 | [7 empty] | Erdmann_2010 | PLATTS 2014 | PLATTS_2014 | PLATTS 2014/Erdmann_2010 | PLATTS 2014/Erdmann_2010 | PLATTS 2014/Erdmann_2010 | PLATTS_2014 | PLATTS_2014
Poland | expert | ETSAP | PLATTS 2014 |  | ETSAP/Erdmann_2010 | ETSAP/Erdmann_2010 |  | ETSAP/IFAM/TURBODEN/Matthes_2011 | calculated function based on researched data points | calculated function based on researched data points | calculated function based on researched data points | calculated function based on researched data points | calculated function based on researched data points | calculated function based on researched data points | calculated function based on researched data points | same as 2013 | [7 empty] | same as 2013 | [7 empty] | Erdmann_2010 | PLATTS 2014 | PLATTS_2014 | PLATTS 2014/Erdmann_2010 | PLATTS 2014/Erdmann_2010 | PLATTS 2014/Erdmann_2010 | PLATTS_2014 | PLATTS_2014
Portugal | expert | ETSAP | PLATTS 2014 |  | ETSAP/Erdmann_2010 | ETSAP/Erdmann_2010 |  | ETSAP/IFAM/TURBODEN/Matthes_2011 | calculated function based on researched data points | calculated function based on researched data points | calculated function based on researched data points | calculated function based on researched data points | calculated function based on researched data points | calculated function based on researched data points | calculated function based on researched data points | same as 2013 | [7 empty] | same as 2013 | [7 empty] | Erdmann_2010 | PLATTS 2014 | PLATTS_2014 | PLATTS 2014/Erdmann_2010 | PLATTS 2014/Erdmann_2010 | PLATTS 2014/Erdmann_2010 | PLATTS_2014 | PLATTS_2014
Romania | expert | ETSAP | PLATTS 2014 |  | ETSAP/Erdmann_2010 | ETSAP/Erdmann_2010 |  | ETSAP/IFAM/TURBODEN/Matthes_2011 | calculated function based on researched data points | calculated function based on researched data points | calculated function based on researched data points | calculated function based on researched data points | calculated function based on researched data points | calculated function based on researched data points | calculated function based on researched data points | same as 2013 | [7 empty] | same as 2013 | [7 empty] | Erdmann_2010 | PLATTS 2014 | PLATTS_2014 | PLATTS 2014/Erdmann_2010 | PLATTS 2014/Erdmann_2010 | PLATTS 2014/Erdmann_2010 | PLATTS_2014 | PLATTS_2014
Slovakia | expert | ETSAP | PLATTS 2014 |  | ETSAP/Erdmann_2010 | ETSAP/Erdmann_2010 |  | ETSAP/IFAM/TURBODEN/Matthes_2011 | calculated function based on researched data points | calculated function based on researched data points | calculated function based on researched data points | calculated function based on researched data points | calculated function based on researched data points | calculated function based on researched data points | calculated function based on researched data points | same as 2013 | [7 empty] | same as 2013 | [7 empty] | Erdmann_2010 | PLATTS 2014 | PLATTS_2014 | PLATTS 2014/Erdmann_2010 | PLATTS 2014/Erdmann_2010 | PLATTS 2014/Erdmann_2010 | PLATTS_2014 | PLATTS_2014
Slovenia | expert | ETSAP | PLATTS 2014 |  | ETSAP/Erdmann_2010 | ETSAP/Erdmann_2010 |  | ETSAP/IFAM/TURBODEN/Matthes_2011 | calculated function based on researched data points | calculated function based on researched data points | calculated function based on researched data points | calculated function based on researched data points | calculated function based on researched data points | calculated function based on researched data points | calculated function based on researched data points | same as 2013 | [7 empty] | same as 2013 | [7 empty] | Erdmann_2010 | PLATTS 2014 | PLATTS_2014 | PLATTS 2014/Erdmann_2010 | PLATTS 2014/Erdmann_2010 | PLATTS 2014/Erdmann_2010 | PLATTS_2014 | PLATTS_2014
Spain | expert | ETSAP | PLATTS 2014 |  | ETSAP/Erdmann_2010 | ETSAP/Erdmann_2010 |  | ETSAP/IFAM/TURBODEN/Matthes_2011 | calculated function based on researched data points | calculated function based on researched data points | calculated function based on researched data points | calculated function based on researched data points | calculated function based on researched data points | calculated function based on researched data points | calculated function based on researched data points | same as 2013 | [7 empty] | same as 2013 | [7 empty] | Erdmann_2010 | PLATTS 2014 | PLATTS_2014 | PLATTS 2014/Erdmann_2010 | PLATTS 2014/Erdmann_2010 | PLATTS 2014/Erdmann_2010 | PLATTS_2014 | PLATTS_2014
Sweden | expert | ETSAP | PLATTS 2014 |  | ETSAP/Erdmann_2010 | ETSAP/Erdmann_2010 |  | ETSAP/IFAM/TURBODEN/Matthes_2011 | calculated function based on researched data points | calculated function based on researched data points | calculated function based on researched data points | calculated function based on researched data points | calculated function based on researched data points | calculated function based on researched data points | calculated function based on researched data points | same as 2013 | [7 empty] | same as 2013 | [7 empty] | Erdmann_2010 | PLATTS 2014 | PLATTS_2014 | PLATTS 2014/Erdmann_2010 | PLATTS 2014/Erdmann_2010 | PLATTS 2014/Erdmann_2010 | PLATTS_2014 | PLATTS_2014
United Kingdom | expert | ETSAP | PLATTS 2014 |  | ETSAP/Erdmann_2010 | ETSAP/Erdmann_2010 |  | ETSAP/IFAM/TURBODEN/Matthes_2011 | calculated function based on researched data points | calculated function based on researched data points | calculated function based on researched data points | calculated function based on researched data points | calculated function based on researched data points | calculated function based on researched data points | calculated function based on researched data points | same as 2013 | [7 empty] | same as 2013 | [7 empty] | Erdmann_2010 | PLATTS 2014 | PLATTS_2014 | PLATTS 2014/Erdmann_2010 | PLATTS 2014/Erdmann_2010 | PLATTS 2014/Erdmann_2010 | PLATTS_2014 | PLATTS_2014
Norway | expert | ETSAP | PLATTS 2014 |  | ETSAP/Erdmann_2010 | ETSAP/Erdmann_2010 |  | ETSAP/IFAM/TURBODEN/Matthes_2011 | calculated function based on researched data points | calculated function based on researched data points | calculated function based on researched data points | calculated function based on researched data points | calculated function based on researched data points | calculated function based on researched data points | calculated function based on researched data points | same as 2013 | [7 empty] | same as 2013 | [7 empty] | Erdmann_2010 | PLATTS 2014 | PLATTS_2014 | PLATTS 2014/Erdmann_2010 | PLATTS 2014/Erdmann_2010 | PLATTS 2014/Erdmann_2010 | PLATTS_2014 | PLATTS_2014
Switzerland | expert | ETSAP | PLATTS 2014 |  | ETSAP/Erdmann_2010 | ETSAP/Erdmann_2010 |  | ETSAP/IFAM/TURBODEN/Matthes_2011 | calculated function based on researched data points | calculated function based on researched data points | calculated function based on researched data points | calculated function based on researched data points | calculated function based on researched data points | calculated function based on researched data points | calculated function based on researched data points | same as 2013 | [7 empty] | same as 2013 | [7 empty] | Erdmann_2010 | PLATTS 2014 | PLATTS_2014 | PLATTS 2014/Erdmann_2010 | PLATTS 2014/Erdmann_2010 | PLATTS 2014/Erdmann_2010 | PLATTS_2014 | PLATTS_2014
Iceland | expert | ETSAP | PLATTS 2014 |  | ETSAP/Erdmann_2010 | ETSAP/Erdmann_2010 |  | ETSAP/IFAM/TURBODEN/Matthes_2011 | calculated function based on researched data points | calculated function based on researched data points | calculated function based on researched data points | calculated function based on researched data points | calculated function based on researched data points | calculated function based on researched data points | calculated function based on researched data points | same as 2013 | [7 empty] | same as 2013 | [7 empty] | Erdmann_2010 | PLATTS 2014 | PLATTS_2014 | PLATTS 2014/Erdmann_2010 | PLATTS 2014/Erdmann_2010 | PLATTS 2014/Erdmann_2010 | PLATTS_2014 | PLATTS_2014

## Compression refrigeration
Compression refrigeration
| Technology stock data for 2013 |  |  |  | Techno-economic data
| Capacity [GW] |  | Quantity |  | Calculatory lifetime [a] |  | Technical lifetime [a] |  | Type of fuel [-] | Electrical efficiency (CHP) [%] = COP | Specific investment cost 2013 [€2013/kW] | Specific investment cost 2013 [€2013/kW]
| Industry | Tertiary | Industry | Tertiary | Industry | Tertiary | Industry | Tertiary |  |  |  | 25 kW | 50 kW | 250 kW | 1 MW | 5 MW | 25 MW | >25 MW
Austria | 0.75447 | 1.328 | 1508.9333 | 383336.8239 | 20 | 15 | 30 | 30 | Electricity | 3,2-3,6 | 380.4224 | 775.8432 | 555.3043 | 311.4937 | 236.5415 | 204.6898 | 198.6619
Belgium | 2.0129 | 1.1551 | 4025.7272 | 244277.7642 | 20 | 15 | 30 | 30 | Electricity | 3,2-3,6 | 384.7784 | 784.7269 | 561.6627 | 315.0605 | 239.25 | 207.0335 | 200.9366
Bulgaria | 0.39545 | 0.83432 | 790.9012 | 206871.5356 | 20 | 15 | 30 | 30 | Electricity | 3,2-3,6 | 324.8836 | 662.576 | 474.2341 | 266.018 | 202.0082 | 174.8066 | 169.6588
Croatia | 0.16976 | 0.2342 | 339.5137 | 76448.7988 | 20 | 15 | 30 | 30 | Electricity | 3,2-3,6 | 348.4785 | 710.6961 | 508.6757 | 285.3378 | 216.6792 | 187.5021 | 181.9803
Cyprus | 0.031125 | 0.17247 | 62.2506 | 48388.0236 | 20 | 15 | 30 | 30 | Electricity | 3,2-3,6 | 364.8135 | 744.0099 | 532.5199 | 298.713 | 226.836 | 196.2912 | 190.5107
Czech Republic | 1.214 | 1.1527 | 2428.0731 | 274214.8243 | 20 | 15 | 30 | 30 | Electricity | 3,2-3,6 | 339.4036 | 692.1883 | 495.4289 | 277.9071 | 211.0365 | 182.6192 | 177.2413
Denmark | 0.46955 | 0.72692 | 939.1003 | 163987.627 | 20 | 15 | 30 | 30 | Electricity | 3,2-3,6 | 445.7621 | 909.0987 | 650.681 | 364.9946 | 277.1688 | 239.8464 | 232.7832
Estonia | 0.052717 | 0.14285 | 105.4333 | 34119.4121 | 20 | 15 | 30 | 30 | Electricity | 3,2-3,6 | 343.7595 | 701.072 | 501.7874 | 281.4738 | 213.745 | 184.963 | 179.516
Finland | 0.83813 | 0.18367 | 1676.2503 | 33062.7986 | 20 | 15 | 30 | 30 | Electricity | 3,2-3,6 | 421.4412 | 859.498 | 615.1797 | 345.0804 | 262.0464 | 226.7603 | 220.0825
France | 2.6408 | 7.9298 | 5281.5366 | 1790793.8177 | 20 | 15 | 30 | 30 | Electricity | 3,2-3,6 | 360.0945 | 734.3859 | 525.6316 | 294.849 | 223.9019 | 193.7521 | 188.0464
Germany | 9.2764 | 9.8494 | 18552.8763 | 3188708.5111 | 20 | 15 | 30 | 30 | Electricity | 3,2-3,6 | 359.7315 | 733.6456 | 525.1017 | 294.5518 | 223.6761 | 193.5568 | 187.8568
Greece | 0.15766 | 1.4352 | 315.3106 | 392453.018 | 20 | 15 | 30 | 30 | Electricity | 3,2-3,6 | 392.0383 | 799.5331 | 572.2602 | 321.005 | 243.7641 | 210.9398 | 204.7279
Hungary | 0.4592 | 1.0638 | 918.3918 | 233048.5903 | 20 | 15 | 30 | 30 | Electricity | 3,2-3,6 | 327.4246 | 667.7582 | 477.9432 | 268.0986 | 203.5882 | 176.1738 | 170.9857
Ireland | 0.34635 | 0.58374 | 692.6906 | 157658.2598 | 20 | 15 | 30 | 30 | Electricity | 3,2-3,6 | 383.6894 | 782.506 | 560.0731 | 314.1688 | 238.5728 | 206.4476 | 200.3679
Italy | 4.9636 | 7.6463 | 9927.2695 | 1852536.5784 | 20 | 15 | 30 | 30 | Electricity | 3,2-3,6 | 364.4505 | 743.2696 | 531.99 | 298.4158 | 226.6103 | 196.0959 | 190.3211
Latvia | 0.056399 | 0.2178 | 112.7984 | 48919.4447 | 20 | 15 | 30 | 30 | Electricity | 3,2-3,6 | 363.3615 | 741.0487 | 530.4004 | 297.5241 | 225.9332 | 195.51 | 189.7524
Lithuania | 0.13164 | 0.35011 | 263.2851 | 70980.2849 | 20 | 15 | 30 | 30 | Electricity | 3,2-3,6 | 341.5816 | 696.6302 | 498.6082 | 279.6905 | 212.3908 | 183.7911 | 178.3786
Luxembourg | 0.020061 | 0.040424 | 40.1226 | 9962.3647 | 20 | 15 | 30 | 30 | Electricity | 3,2-3,6 | 371.7104 | 758.0758 | 542.5874 | 304.3603 | 231.1245 | 200.0022 | 194.1124
Malta | 0.00030396 | 0.067974 | 0.60793 | 20830.9439 | 20 | 15 | 30 | 30 | Electricity | 3,2-3,6 | 376.0664 | 766.9595 | 548.9459 | 307.927 | 233.833 | 202.346 | 196.3871
Netherlands | 2.8056 | 1.985 | 5611.2305 | 491659.1071 | 20 | 15 | 30 | 30 | Electricity | 3,2-3,6 | 365.1765 | 744.7502 | 533.0497 | 299.0102 | 227.0618 | 196.4865 | 190.7002
Poland | 2.4506 | 4.3721 | 4901.1274 | 820421.3243 | 20 | 15 | 30 | 30 | Electricity | 3,2-3,6 | 330.6916 | 674.4209 | 482.712 | 270.7737 | 205.6195 | 177.9317 | 172.6918
Portugal | 0.46493 | 1.4129 | 929.8583 | 356124.7774 | 20 | 15 | 30 | 30 | Electricity | 3,2-3,6 | 381.8744 | 778.8044 | 557.4238 | 312.6827 | 237.4443 | 205.471 | 199.4201
Romania | 0.71497 | 1.8104 | 1429.9419 | 367761.6756 | 20 | 15 | 30 | 30 | Electricity | 3,2-3,6 | 413.8183 | 843.9516 | 604.0524 | 338.8386 | 257.3066 | 222.6587 | 216.1017
Slovakia | 0.49168 | 0.56277 | 983.3633 | 132750.8524 | 20 | 15 | 30 | 30 | Electricity | 3,2-3,6 | 369.1694 | 752.8936 | 538.8783 | 302.2797 | 229.5445 | 198.635 | 192.7854
Slovenia | 0.057507 | 0.22976 | 115.0141 | 59349.1424 | 20 | 15 | 30 | 30 | Electricity | 3,2-3,6 | 338.3146 | 689.9674 | 493.8393 | 277.0154 | 210.3594 | 182.0333 | 176.6726
Spain | 3.3891 | 6.9545 | 6778.1628 | 1818654.9915 | 20 | 15 | 30 | 30 | Electricity | 3,2-3,6 | 351.3825 | 716.6185 | 512.9147 | 287.7156 | 218.4849 | 189.0646 | 183.4968
Sweden | 0.49916 | 1.0668 | 998.3237 | 254511.968 | 20 | 15 | 30 | 30 | Electricity | 3,2-3,6 | 401.1133 | 818.0408 | 585.5069 | 328.4357 | 249.4068 | 215.8227 | 209.467
United Kingdom | 1.858 | 7.4278 | 3715.9432 | 1851329.3812 | 20 | 15 | 30 | 30 | Electricity | 3,2-3,6 | 352.1085 | 718.0991 | 513.9744 | 288.3101 | 218.9363 | 189.4552 | 183.876
Total EU-28 | 36.722 | 60.9368 | 73444.0379 | 15383162.6416 | 20 | 15 | 30 | 30 | Electricity | 3,2-3,6
Norway | 0.40645 | 0.86451 | 812.9089 | 144741.6884 | 20 | 15 | 30 | 30 | Electricity | 3,2-3,6 | 474.8456 | 968.4122 | 693.1342 | 388.8084 | 295.2525 | 255.495 | 247.971
Switzerland | 0.37015 | 1.4122 | 740.2951 | 218941.6192 | 20 | 15 | 30 | 30 | Electricity | 3,2-3,6 | 431.6778 | 880.3747 | 630.122 | 353.4622 | 268.4114 | 232.2682 | 225.4281
Iceland | 0.077242 | 0.017616 | 154.4843 | 4487.3336 | 20 | 15 | 30 | 30 | Electricity | 3,2-3,6 | 456.859 | 931.7299 | 666.8791 | 374.0808 | 284.0687 | 245.8172 | 238.5781
Total | 37.5759 | 63.2311 | 75151.7262 | 15751333.2828 | 20 | 15 | 30 | 30 | Electricity | 3,2-3,6
Sources
| Capacity [GW] |  | Quantity [1000] |  | Calculatory lifetime [a] |  | Technical lifetime [a] |  | Type of fuel [-] | Electrical efficiency (CHP) [%] | Specific investment cost 2013 [€2013] | Specific investment cost 2013
[12 empty] | <25 kW | 25 - 50 kW | 51 - 250 kW |  |  | 251 - 1000 kW | > 1000 kW
Austria | Calculated | Calculated | Calculated | Calculated based on EuP and own projection | VDMA, Arnemann, Preuß, Expert talks and EuP |  |  |  |  | VDMA, Expert talks and EuP, JARN, BSRIA, UBA, 2015, Siemens, Tech Producers |  | Reitze, 2015, UBA 2015, VDMA 2012, Wärme und Kälte Strategie, 2012, EuP, JARN, BSRIA, Expert interviews
Belgium | Calculated | Calculated | Calculated | Calculated based on EuP and own projection | VDMA, Arnemann, Preuß, Expert talks and EuP |  |  |  |  | VDMA, Expert talks and EuP, JARN, BSRIA, UBA, 2015, Siemens, Tech Producers |  | Reitze, 2015, UBA 2015, VDMA 2012, Wärme und Kälte Strategie, 2012, EuP, JARN, BSRIA, Expert interviews
Bulgaria | Calculated | Calculated | Calculated | Calculated based on EuP and own projection | VDMA, Arnemann, Preuß, Expert talks and EuP |  |  |  |  | VDMA, Expert talks and EuP, JARN, BSRIA, UBA, 2015, Siemens, Tech Producers |  | Reitze, 2015, UBA 2015, VDMA 2012, Wärme und Kälte Strategie, 2012, EuP, JARN, BSRIA, Expert interviews
Croatia | Calculated | Calculated | Calculated | Calculated based on EuP and own projection | VDMA, Arnemann, Preuß, Expert talks and EuP |  |  |  |  | VDMA, Expert talks and EuP, JARN, BSRIA, UBA, 2015, Siemens, Tech Producers |  | Reitze, 2015, UBA 2015, VDMA 2012, Wärme und Kälte Strategie, 2012, EuP, JARN, BSRIA, Expert interviews
Cyprus | Calculated | Calculated | Calculated | Calculated based on EuP and own projection | VDMA, Arnemann, Preuß, Expert talks and EuP |  |  |  |  | VDMA, Expert talks and EuP, JARN, BSRIA, UBA, 2015, Siemens, Tech Producers |  | Reitze, 2015, UBA 2015, VDMA 2012, Wärme und Kälte Strategie, 2012, EuP, JARN, BSRIA, Expert interviews
Czech Republic | Calculated | Calculated | Calculated | Calculated based on EuP and own projection | VDMA, Arnemann, Preuß, Expert talks and EuP |  |  |  |  | VDMA, Expert talks and EuP, JARN, BSRIA, UBA, 2015, Siemens, Tech Producers |  | Reitze, 2015, UBA 2015, VDMA 2012, Wärme und Kälte Strategie, 2012, EuP, JARN, BSRIA, Expert interviews
Denmark | Calculated | Calculated | Calculated | Calculated based on EuP and own projection | VDMA, Arnemann, Preuß, Expert talks and EuP |  |  |  |  | VDMA, Expert talks and EuP, JARN, BSRIA, UBA, 2015, Siemens, Tech Producers |  | Reitze, 2015, UBA 2015, VDMA 2012, Wärme und Kälte Strategie, 2012, EuP, JARN, BSRIA, Expert interviews
Estonia | Calculated | Calculated | Calculated | Calculated based on EuP and own projection | VDMA, Arnemann, Preuß, Expert talks and EuP |  |  |  |  | VDMA, Expert talks and EuP, JARN, BSRIA, UBA, 2015, Siemens, Tech Producers |  | Reitze, 2015, UBA 2015, VDMA 2012, Wärme und Kälte Strategie, 2012, EuP, JARN, BSRIA, Expert interviews
Finland | Calculated | Calculated | Calculated | Calculated based on EuP and own projection | VDMA, Arnemann, Preuß, Expert talks and EuP |  |  |  |  | VDMA, Expert talks and EuP, JARN, BSRIA, UBA, 2015, Siemens, Tech Producers |  | Reitze, 2015, UBA 2015, VDMA 2012, Wärme und Kälte Strategie, 2012, EuP, JARN, BSRIA, Expert interviews
France | Calculated | Calculated | Calculated | Calculated based on EuP and own projection | VDMA, Arnemann, Preuß, Expert talks and EuP |  |  |  |  | VDMA, Expert talks and EuP, JARN, BSRIA, UBA, 2015, Siemens, Tech Producers |  | Reitze, 2015, UBA 2015, VDMA 2012, Wärme und Kälte Strategie, 2012, EuP, JARN, BSRIA, Expert interviews
Germany | Calculated | Calculated | Calculated | Calculated based on EuP and own projection | VDMA, Arnemann, Preuß, Expert talks and EuP |  |  |  |  | VDMA, Expert talks and EuP, JARN, BSRIA, UBA, 2015, Siemens, Tech Producers |  | Reitze, 2015, UBA 2015, VDMA 2012, Wärme und Kälte Strategie, 2012, EuP, JARN, BSRIA, Expert interviews
Greece | Calculated | Calculated | Calculated | Calculated based on EuP and own projection | VDMA, Arnemann, Preuß, Expert talks and EuP |  |  |  |  | VDMA, Expert talks and EuP, JARN, BSRIA, UBA, 2015, Siemens, Tech Producers |  | Reitze, 2015, UBA 2015, VDMA 2012, Wärme und Kälte Strategie, 2012, EuP, JARN, BSRIA, Expert interviews
Hungary | Calculated | Calculated | Calculated | Calculated based on EuP and own projection | VDMA, Arnemann, Preuß, Expert talks and EuP |  |  |  |  | VDMA, Expert talks and EuP, JARN, BSRIA, UBA, 2015, Siemens, Tech Producers |  | Reitze, 2015, UBA 2015, VDMA 2012, Wärme und Kälte Strategie, 2012, EuP, JARN, BSRIA, Expert interviews
Ireland | Calculated | Calculated | Calculated | Calculated based on EuP and own projection | VDMA, Arnemann, Preuß, Expert talks and EuP |  |  |  |  | VDMA, Expert talks and EuP, JARN, BSRIA, UBA, 2015, Siemens, Tech Producers |  | Reitze, 2015, UBA 2015, VDMA 2012, Wärme und Kälte Strategie, 2012, EuP, JARN, BSRIA, Expert interviews
Italy | Calculated | Calculated | Calculated | Calculated based on EuP and own projection | VDMA, Arnemann, Preuß, Expert talks and EuP |  |  |  |  | VDMA, Expert talks and EuP, JARN, BSRIA, UBA, 2015, Siemens, Tech Producers |  | Reitze, 2015, UBA 2015, VDMA 2012, Wärme und Kälte Strategie, 2012, EuP, JARN, BSRIA, Expert interviews
Latvia | Calculated | Calculated | Calculated | Calculated based on EuP and own projection | VDMA, Arnemann, Preuß, Expert talks and EuP |  |  |  |  | VDMA, Expert talks and EuP, JARN, BSRIA, UBA, 2015, Siemens, Tech Producers |  | Reitze, 2015, UBA 2015, VDMA 2012, Wärme und Kälte Strategie, 2012, EuP, JARN, BSRIA, Expert interviews
Lithuania | Calculated | Calculated | Calculated | Calculated based on EuP and own projection | VDMA, Arnemann, Preuß, Expert talks and EuP |  |  |  |  | VDMA, Expert talks and EuP, JARN, BSRIA, UBA, 2015, Siemens, Tech Producers |  | Reitze, 2015, UBA 2015, VDMA 2012, Wärme und Kälte Strategie, 2012, EuP, JARN, BSRIA, Expert interviews
Luxembourg | Calculated | Calculated | Calculated | Calculated based on EuP and own projection | VDMA, Arnemann, Preuß, Expert talks and EuP |  |  |  |  | VDMA, Expert talks and EuP, JARN, BSRIA, UBA, 2015, Siemens, Tech Producers |  | Reitze, 2015, UBA 2015, VDMA 2012, Wärme und Kälte Strategie, 2012, EuP, JARN, BSRIA, Expert interviews
Malta | Calculated | Calculated | Calculated | Calculated based on EuP and own projection | VDMA, Arnemann, Preuß, Expert talks and EuP |  |  |  |  | VDMA, Expert talks and EuP, JARN, BSRIA, UBA, 2015, Siemens, Tech Producers |  | Reitze, 2015, UBA 2015, VDMA 2012, Wärme und Kälte Strategie, 2012, EuP, JARN, BSRIA, Expert interviews
Netherlands | Calculated | Calculated | Calculated | Calculated based on EuP and own projection | VDMA, Arnemann, Preuß, Expert talks and EuP |  |  |  |  | VDMA, Expert talks and EuP, JARN, BSRIA, UBA, 2015, Siemens, Tech Producers |  | Reitze, 2015, UBA 2015, VDMA 2012, Wärme und Kälte Strategie, 2012, EuP, JARN, BSRIA, Expert interviews
Poland | Calculated | Calculated | Calculated | Calculated based on EuP and own projection | VDMA, Arnemann, Preuß, Expert talks and EuP |  |  |  |  | VDMA, Expert talks and EuP, JARN, BSRIA, UBA, 2015, Siemens, Tech Producers |  | Reitze, 2015, UBA 2015, VDMA 2012, Wärme und Kälte Strategie, 2012, EuP, JARN, BSRIA, Expert interviews
Portugal | Calculated | Calculated | Calculated | Calculated based on EuP and own projection | VDMA, Arnemann, Preuß, Expert talks and EuP |  |  |  |  | VDMA, Expert talks and EuP, JARN, BSRIA, UBA, 2015, Siemens, Tech Producers |  | Reitze, 2015, UBA 2015, VDMA 2012, Wärme und Kälte Strategie, 2012, EuP, JARN, BSRIA, Expert interviews
Romania | Calculated | Calculated | Calculated | Calculated based on EuP and own projection | VDMA, Arnemann, Preuß, Expert talks and EuP |  |  |  |  | VDMA, Expert talks and EuP, JARN, BSRIA, UBA, 2015, Siemens, Tech Producers |  | Reitze, 2015, UBA 2015, VDMA 2012, Wärme und Kälte Strategie, 2012, EuP, JARN, BSRIA, Expert interviews
Slovakia | Calculated | Calculated | Calculated | Calculated based on EuP and own projection | VDMA, Arnemann, Preuß, Expert talks and EuP |  |  |  |  | VDMA, Expert talks and EuP, JARN, BSRIA, UBA, 2015, Siemens, Tech Producers |  | Reitze, 2015, UBA 2015, VDMA 2012, Wärme und Kälte Strategie, 2012, EuP, JARN, BSRIA, Expert interviews
Slovenia | Calculated | Calculated | Calculated | Calculated based on EuP and own projection | VDMA, Arnemann, Preuß, Expert talks and EuP |  |  |  |  | VDMA, Expert talks and EuP, JARN, BSRIA, UBA, 2015, Siemens, Tech Producers |  | Reitze, 2015, UBA 2015, VDMA 2012, Wärme und Kälte Strategie, 2012, EuP, JARN, BSRIA, Expert interviews
Spain | Calculated | Calculated | Calculated | Calculated based on EuP and own projection | VDMA, Arnemann, Preuß, Expert talks and EuP |  |  |  |  | VDMA, Expert talks and EuP, JARN, BSRIA, UBA, 2015, Siemens, Tech Producers |  | Reitze, 2015, UBA 2015, VDMA 2012, Wärme und Kälte Strategie, 2012, EuP, JARN, BSRIA, Expert interviews
Sweden | Calculated | Calculated | Calculated | Calculated based on EuP and own projection | VDMA, Arnemann, Preuß, Expert talks and EuP |  |  |  |  | VDMA, Expert talks and EuP, JARN, BSRIA, UBA, 2015, Siemens, Tech Producers |  | Reitze, 2015, UBA 2015, VDMA 2012, Wärme und Kälte Strategie, 2012, EuP, JARN, BSRIA, Expert interviews
United Kingdom | Calculated | Calculated | Calculated | Calculated based on EuP and own projection | VDMA, Arnemann, Preuß, Expert talks and EuP |  |  |  |  | VDMA, Expert talks and EuP, JARN, BSRIA, UBA, 2015, Siemens, Tech Producers |  | Reitze, 2015, UBA 2015, VDMA 2012, Wärme und Kälte Strategie, 2012, EuP, JARN, BSRIA, Expert interviews
Norway | Calculated | Calculated | Calculated | Calculated based on EuP and own projection | VDMA, Arnemann, Preuß, Expert talks and EuP |  |  |  |  | VDMA, Expert talks and EuP, JARN, BSRIA, UBA, 2015, Siemens, Tech Producers |  | Reitze, 2015, UBA 2015, VDMA 2012, Wärme und Kälte Strategie, 2012, EuP, JARN, BSRIA, Expert interviews
Switzerland | Calculated | Calculated | Calculated | Calculated based on EuP and own projection | VDMA, Arnemann, Preuß, Expert talks and EuP |  |  |  |  | VDMA, Expert talks and EuP, JARN, BSRIA, UBA, 2015, Siemens, Tech Producers |  | Reitze, 2015, UBA 2015, VDMA 2012, Wärme und Kälte Strategie, 2012, EuP, JARN, BSRIA, Expert interviews
Iceland | Calculated | Calculated | Calculated | Calculated based on EuP and own projection | VDMA, Arnemann, Preuß, Expert talks and EuP |  |  |  |  | VDMA, Expert talks and EuP, JARN, BSRIA, UBA, 2015, Siemens, Tech Producers |  | Reitze, 2015, UBA 2015, VDMA 2012, Wärme und Kälte Strategie, 2012, EuP, JARN, BSRIA, Expert interviews